## MEP
STING Tag Configuration v5.0 - MEP (COMPLETE with Warnings)
6C — HVAC
Tag Family #1: STING - Air Terminal Tag
TAG7: HVC_TAG_7_PARA_AT_TXT • Category: Air Terminals
# | Tier | Parameter | Prefix | Suffix | Spc | Brk | Discipline | Type | Name | Formula
1 | T1 | ASS_TAG_1_TXT |  |  | 0 | ✓ | --- | --- | --- | Add directly
2 | T2 | ASS_TAG_2_TXT |  |  | 0 | ✓ | Common | Text | Show Tier 2 - 2 | if(TAG_PARA_STATE_2_BOOL, ASS_TAG_2_TXT, "")
3 | T2 | ASS_DESCRIPTION_TXT |  |  | 0 | ✓ | Common | Text | Show Tier 2 - 3 | if(TAG_PARA_STATE_2_BOOL, ASS_DESCRIPTION_TXT, "")
4 | T2 | HVC_DCT_FLW_CFM | Flow: | CFM | 0 |  | Common | Text | Show Tier 2 - 4 | if(TAG_PARA_STATE_2_BOOL, HVC_DCT_FLW_CFM, "")
5 | T2 | HVC_VEL_MPS | ¦ | m/s | 0 | ✓ | Common | Text | Show Tier 2 - 5 | if(TAG_PARA_STATE_2_BOOL, HVC_VEL_MPS, "")
6 | T2 | MNT_HGT_MM | Ht: | mm | 0 | ✓ | Common | Text | Show Tier 2 - 6 | if(TAG_PARA_STATE_2_BOOL, MNT_HGT_MM, "")
7 | T2 | RGL_STD_TXT | Std: |  | 0 | ✓ | Common | Text | Show Tier 2 - 7 | if(TAG_PARA_STATE_2_BOOL, RGL_STD_TXT, "")
8 | T3 | HVC_TAG_7_PARA_AT_TXT |  |  | 0 | ✓ | Common | Text | Show Tier 3 - 8 | if(TAG_PARA_STATE_3_BOOL, HVC_TAG_7_PARA_AT_TXT, "")
9 | T3 | HVC_DCT_TERMINAL_TYPE_SD_RG_EG_VAV_TXT |  | V | 1 | ✓ | Common | Text | Show Tier 3 - 9 | if(TAG_PARA_STATE_3_BOOL, HVC_DCT_TERMINAL_TYPE_SD_RG_EG_VAV_TXT, "")
10 | T3 | HVC_DCT_TERMINAL_SZ_TXT |  |  | 0 | ✓ | Common | Text | Show Tier 3 - 10 | if(TAG_PARA_STATE_3_BOOL, HVC_DCT_TERMINAL_SZ_TXT, "")
11 | T3 | HVC_TERMINAL_MAT_TXT |  | m | 1 | ✓ | Common | Text | Show Tier 3 - 11 | if(TAG_PARA_STATE_3_BOOL, HVC_TERMINAL_MAT_TXT, "")
12 | T3 | HVC_TERMINAL_FINISH_TXT |  |  | 0 | ✓ | Common | Text | Show Tier 3 - 12 | if(TAG_PARA_STATE_3_BOOL, HVC_TERMINAL_FINISH_TXT, "")
Tag Family #2: STING - Duct Accessory Tag
TAG7: HVC_TAG_7_PARA_DCTACC_TXT • Category: Duct Accessories
# | Tier | Parameter | Prefix | Suffix | Spc | Brk | Discipline | Type | Name | Formula
1 | T1 | ASS_TAG_1_TXT |  |  | 0 | ✓ | --- | --- | --- | Add directly
2 | T2 | ASS_TAG_2_TXT |  |  | 0 | ✓ | Common | Text | Show Tier 2 - 2 | if(TAG_PARA_STATE_2_BOOL, ASS_TAG_2_TXT, "")
3 | T2 | ASS_DESCRIPTION_TXT |  |  | 0 |  | Common | Text | Show Tier 2 - 3 | if(TAG_PARA_STATE_2_BOOL, ASS_DESCRIPTION_TXT, "")
4 | T2 | HVC_DCT_PROPERTY_TXT | ¦ |  | 0 | ✓ | Common | Text | Show Tier 2 - 4 | if(TAG_PARA_STATE_2_BOOL, HVC_DCT_PROPERTY_TXT, "")
5 | T2 | RGL_STD_TXT | Std: |  | 0 | ✓ | Common | Text | Show Tier 2 - 5 | if(TAG_PARA_STATE_2_BOOL, RGL_STD_TXT, "")
6 | T3 | HVC_TAG_7_PARA_DCTACC_TXT |  |  | 0 | ✓ | Common | Text | Show Tier 3 - 6 | if(TAG_PARA_STATE_3_BOOL, HVC_TAG_7_PARA_DCTACC_TXT, "")
Tag Family #3: STING - Duct Fitting Tag
TAG7: HVC_TAG_7_PARA_DCTACC_TXT • Category: Duct Fittings
# | Tier | Parameter | Prefix | Suffix | Spc | Brk | Discipline | Type | Name | Formula
1 | T1 | ASS_TAG_1_TXT |  |  | 0 | ✓ | --- | --- | --- | Add directly
2 | T2 | ASS_TAG_2_TXT |  |  | 0 | ✓ | Common | Text | Show Tier 2 - 2 | if(TAG_PARA_STATE_2_BOOL, ASS_TAG_2_TXT, "")
3 | T2 | HVC_DCT_PROPERTY_TXT |  |  | 0 | ✓ | Common | Text | Show Tier 2 - 3 | if(TAG_PARA_STATE_2_BOOL, HVC_DCT_PROPERTY_TXT, "")
4 | T2 | RGL_STD_TXT | Std: |  | 0 | ✓ | Common | Text | Show Tier 2 - 4 | if(TAG_PARA_STATE_2_BOOL, RGL_STD_TXT, "")
5 | T3 | HVC_TAG_7_PARA_DCTACC_TXT |  |  | 0 | ✓ | Common | Text | Show Tier 3 - 5 | if(TAG_PARA_STATE_3_BOOL, HVC_TAG_7_PARA_DCTACC_TXT, "")
6 | T3 | HVC_DUCT_CLASS_TXT |  | °C | 0 | ✓ | Common | Text | Show Tier 3 - 6 | if(TAG_PARA_STATE_3_BOOL, HVC_DUCT_CLASS_TXT, "")
Tag Family #4: STING - Duct Tag
TAG7: HVC_TAG_7_PARA_DUCT_TXT • Category: Ducts
# | Tier | Parameter | Prefix | Suffix | Spc | Brk | Discipline | Type | Name | Formula
1 | T1 | ASS_TAG_1_TXT |  |  | 0 | ✓ | --- | --- | --- | Add directly
2 | T1 | HVC_DCT_PROPERTY_TXT | [ | ] | 0 | ✓ | --- | --- | --- | Add directly
3 | T2 | ASS_TAG_2_TXT |  |  | 0 | ✓ | Common | Text | Show Tier 2 - 3 | if(TAG_PARA_STATE_2_BOOL, ASS_TAG_2_TXT, "")
4 | T2 | HVC_DCT_FLW_CFM | Flow: | CFM | 0 |  | Common | Text | Show Tier 2 - 4 | if(TAG_PARA_STATE_2_BOOL, HVC_DCT_FLW_CFM, "")
5 | T2 | HVC_VEL_MPS | ¦ | m/s | 0 |  | Common | Text | Show Tier 2 - 5 | if(TAG_PARA_STATE_2_BOOL, HVC_VEL_MPS, "")
6 | T2 | HVC_PIPE_PRESSURE_KPA | ¦ | kPa | 0 | ✓ | Common | Text | Show Tier 2 - 6 | if(TAG_PARA_STATE_2_BOOL, HVC_PIPE_PRESSURE_KPA, "")
7 | T2 | HVC_DCT_MAT_TXT | Mat: |  | 0 |  | Common | Text | Show Tier 2 - 7 | if(TAG_PARA_STATE_2_BOOL, HVC_DCT_MAT_TXT, "")
8 | T2 | HVC_INSULATION_TXT | ¦ Insul: |  | 0 | ✓ | Common | Text | Show Tier 2 - 8 | if(TAG_PARA_STATE_2_BOOL, HVC_INSULATION_TXT, "")
9 | T2 | RGL_STD_TXT | Std: |  | 0 | ✓ | Common | Text | Show Tier 2 - 9 | if(TAG_PARA_STATE_2_BOOL, RGL_STD_TXT, "")
10 | T3 | HVC_TAG_7_PARA_DUCT_TXT |  |  | 0 | ✓ | Common | Text | Show Tier 3 - 10 | if(TAG_PARA_STATE_3_BOOL, HVC_TAG_7_PARA_DUCT_TXT, "")
11 | T3 | HVC_DUCT_CLASS_TXT |  | °C | 0 | ✓ | Common | Text | Show Tier 3 - 11 | if(TAG_PARA_STATE_3_BOOL, HVC_DUCT_CLASS_TXT, "")
12 | T3 | HVC_DUCT_LINING_TXT |  |  | 0 | ✓ | Common | Text | Show Tier 3 - 12 | if(TAG_PARA_STATE_3_BOOL, HVC_DUCT_LINING_TXT, "")
13 | T3 | HVC_DUCT_AREA_SQ_M |  | m² | 1 | ✓ | Common | Text | Show Tier 3 - 13 | if(TAG_PARA_STATE_3_BOOL, HVC_DUCT_AREA_SQ_M, "")
14 | T3 | HVC_DUCT_FLOWRATE_M3H |  | m³/h | 1 | ✓ | Common | Text | Show Tier 3 - 14 | if(TAG_PARA_STATE_3_BOOL, HVC_DUCT_FLOWRATE_M3H, "")
15 | T3 | HVC_DCT_TAG_01_TXT |  |  | 0 | ✓ | Common | Text | Show Tier 3 - 15 | if(TAG_PARA_STATE_3_BOOL, HVC_DCT_TAG_01_TXT, "")
16 | T3 | HVC_DCT_TAG_02_TXT |  |  | 0 | ✓ | Common | Text | Show Tier 3 - 16 | if(TAG_PARA_STATE_3_BOOL, HVC_DCT_TAG_02_TXT, "")
17 | T3 | HVC_DCT_TAG_03_TXT |  |  | 0 | ✓ | Common | Text | Show Tier 3 - 17 | if(TAG_PARA_STATE_3_BOOL, HVC_DCT_TAG_03_TXT, "")
18 | T3 | HVC_PIPE_LENGTH_M |  | m | 1 | ✓ | Common | Text | Show Tier 3 - 18 | if(TAG_PARA_STATE_3_BOOL, HVC_PIPE_LENGTH_M, "")
19 | T3 | HVC_AIR_CHANGES_PER_HR |  | A | 1 | ✓ | Common | Text | Show Tier 3 - 19 | if(TAG_PARA_STATE_3_BOOL, HVC_AIR_CHANGES_PER_HR, "")
20 | T2 | HVC_DCT_SHOP_DRAWING_REQ_BOOL | Shop: |  | 0 | ✓ | Common | Text | Show Tier 2 - 20 | if(TAG_PARA_STATE_2_BOOL, HVC_DCT_SHOP_DRAWING_REQ_BOOL, "")
21 | T3 | HVC_DCT_FAB_METHOD_TXT | Fab: |  | 0 |  | Common | Text | Show Tier 3 - 21 | if(TAG_PARA_STATE_3_BOOL, HVC_DCT_FAB_METHOD_TXT, "")
22 | T3 | HVC_DCT_SEAM_TYPE_TXT | ¦ Seam: |  | 0 | ✓ | Common | Text | Show Tier 3 - 22 | if(TAG_PARA_STATE_3_BOOL, HVC_DCT_SEAM_TYPE_TXT, "")
23 | T3 | HVC_DCT_SUPPORTS_SPACING_MM | Supt: | mm | 0 |  | Common | Text | Show Tier 3 - 23 | if(TAG_PARA_STATE_3_BOOL, HVC_DCT_SUPPORTS_SPACING_MM, "")
24 | T3 | HVC_DCT_HANGER_TYPE_TXT | ¦ Hanger: |  | 0 | ✓ | Common | Text | Show Tier 3 - 24 | if(TAG_PARA_STATE_3_BOOL, HVC_DCT_HANGER_TYPE_TXT, "")
25 | T3 | CST_CALC_LENGTH_M | Length: | m | 0 |  | Common | Text | Show Tier 3 - 25 | if(TAG_PARA_STATE_3_BOOL, CST_CALC_LENGTH_M, "")
26 | T3 | CST_CALC_AREA_M2 | ¦ Area: | m² | 0 | ✓ | Common | Text | Show Tier 3 - 26 | if(TAG_PARA_STATE_3_BOOL, CST_CALC_AREA_M2, "")
27 | T3 | CST_LOCAL_MAT_BOOL | Local: |  | 0 |  | Common | Text | Show Tier 3 - 27 | if(TAG_PARA_STATE_3_BOOL, CST_LOCAL_MAT_BOOL, "")
Tag Family #5: STING - Flex Duct Tag
TAG7: HVC_TAG_7_PARA_FLEXDUCT_TXT • Category: Flex Ducts
# | Tier | Parameter | Prefix | Suffix | Spc | Brk | Discipline | Type | Name | Formula
1 | T1 | ASS_TAG_1_TXT |  |  | 0 | ✓ | --- | --- | --- | Add directly
2 | T2 | ASS_TAG_2_TXT |  |  | 0 | ✓ | Common | Text | Show Tier 2 - 2 | if(TAG_PARA_STATE_2_BOOL, ASS_TAG_2_TXT, "")
3 | T2 | HVC_DCT_FLW_CFM | Flow: | CFM | 0 | ✓ | Common | Text | Show Tier 2 - 3 | if(TAG_PARA_STATE_2_BOOL, HVC_DCT_FLW_CFM, "")
4 | T2 | RGL_STD_TXT | Std: |  | 0 | ✓ | Common | Text | Show Tier 2 - 4 | if(TAG_PARA_STATE_2_BOOL, RGL_STD_TXT, "")
5 | T3 | HVC_TAG_7_PARA_FLEXDUCT_TXT |  |  | 0 | ✓ | Common | Text | Show Tier 3 - 5 | if(TAG_PARA_STATE_3_BOOL, HVC_TAG_7_PARA_FLEXDUCT_TXT, "")
6 | T3 | HVC_DUCT_FLOWRATE_M3H |  | m³/h | 1 | ✓ | Common | Text | Show Tier 3 - 6 | if(TAG_PARA_STATE_3_BOOL, HVC_DUCT_FLOWRATE_M3H, "")
⚠ WARNING PARAMETERS — add after all Tier rows (Break = ✓, Calculated Value gates visibility)
# | Sev | Warning Parameter Name | Threshold Condition | Standard | Dis. | Type | Name | Calculated Value Formula
1 | MEDIUM | WARN_HVC_VEL_MPS_FLEX_DUCTS | Velocity > 5 m/s | ASHRAE Fundamentals | Common | Text | ⚠ Warning: Flex Duct Velocity | if(TAG_WARN_VISIBLE_BOOL, WARN_HVC_VEL_MPS_FLEX_DUCTS, "")
Tag Family #6: STING - Mechanical Equipment Tag
TAG7: HVC_TAG_7_PARA_SPEC_TXT • Category: Mechanical Equipment
# | Tier | Parameter | Prefix | Suffix | Spc | Brk | Discipline | Type | Name | Formula
1 | T1 | ASS_TAG_1_TXT |  |  | 0 | ✓ | --- | --- | --- | Add directly
2 | T2 | ASS_TAG_2_TXT |  |  | 0 | ✓ | Common | Text | Show Tier 2 - 2 | if(TAG_PARA_STATE_2_BOOL, ASS_TAG_2_TXT, "")
3 | T2 | ASS_DESCRIPTION_TXT |  |  | 0 | ✓ | Common | Text | Show Tier 2 - 3 | if(TAG_PARA_STATE_2_BOOL, ASS_DESCRIPTION_TXT, "")
4 | T2 | HVC_CAP_KW | Cooling: | kW | 0 |  | Common | Text | Show Tier 2 - 4 | if(TAG_PARA_STATE_2_BOOL, HVC_CAP_KW, "")
5 | T2 | HVC_PWR_KW | / | kW | 0 |  | Common | Text | Show Tier 2 - 5 | if(TAG_PARA_STATE_2_BOOL, HVC_PWR_KW, "")
6 | T2 | HVC_DCT_FLW_CFM | ¦ | CFM | 0 | ✓ | Common | Text | Show Tier 2 - 6 | if(TAG_PARA_STATE_2_BOOL, HVC_DCT_FLW_CFM, "")
7 | T2 | HVC_REFRIGERANT_TXT | Ref: |  | 0 |  | Common | Text | Show Tier 2 - 7 | if(TAG_PARA_STATE_2_BOOL, HVC_REFRIGERANT_TXT, "")
8 | T2 | HVC_EFF_RATIO_NR | ¦ EER: |  | 0 | ✓ | Common | Text | Show Tier 2 - 8 | if(TAG_PARA_STATE_2_BOOL, HVC_EFF_RATIO_NR, "")
9 | T2 | HVC_BMS_CONTROL_TYPE_TXT | BMS: |  | 0 |  | Common | Text | Show Tier 2 - 9 | if(TAG_PARA_STATE_2_BOOL, HVC_BMS_CONTROL_TYPE_TXT, "")
10 | T2 | MNT_HGT_MM | ¦ Ht: | mm | 0 | ✓ | Common | Text | Show Tier 2 - 10 | if(TAG_PARA_STATE_2_BOOL, MNT_HGT_MM, "")
11 | T2 | ASS_MANUFACTURER_TXT | Mfr: |  | 0 |  | Common | Text | Show Tier 2 - 11 | if(TAG_PARA_STATE_2_BOOL, ASS_MANUFACTURER_TXT, "")
12 | T2 | ASS_MODEL_NR_TXT | ¦ |  | 0 | ✓ | Common | Text | Show Tier 2 - 12 | if(TAG_PARA_STATE_2_BOOL, ASS_MODEL_NR_TXT, "")
13 | T2 | RGL_STD_TXT | Std: |  | 0 | ✓ | Common | Text | Show Tier 2 - 13 | if(TAG_PARA_STATE_2_BOOL, RGL_STD_TXT, "")
14 | T3 | HVC_TAG_7_PARA_SPEC_TXT |  |  | 0 | ✓ | Common | Text | Show Tier 3 - 14 | if(TAG_PARA_STATE_3_BOOL, HVC_TAG_7_PARA_SPEC_TXT, "")
15 | T3 | HVC_EQP_TAG_01_TXT |  |  | 0 | ✓ | Common | Text | Show Tier 3 - 15 | if(TAG_PARA_STATE_3_BOOL, HVC_EQP_TAG_01_TXT, "")
16 | T3 | HVC_EQP_TAG_02_TXT |  |  | 0 | ✓ | Common | Text | Show Tier 3 - 16 | if(TAG_PARA_STATE_3_BOOL, HVC_EQP_TAG_02_TXT, "")
17 | T3 | HVC_EQP_TAG_03_TXT |  |  | 0 | ✓ | Common | Text | Show Tier 3 - 17 | if(TAG_PARA_STATE_3_BOOL, HVC_EQP_TAG_03_TXT, "")
18 | T3 | HVC_CAP_TR |  | °C | 0 | ✓ | Common | Text | Show Tier 3 - 18 | if(TAG_PARA_STATE_3_BOOL, HVC_CAP_TR, "")
19 | T3 | HVC_VLT_V |  | V | 1 | ✓ | Common | Text | Show Tier 3 - 19 | if(TAG_PARA_STATE_3_BOOL, HVC_VLT_V, "")
20 | T3 | HVC_CONTROL_TYPE_TXT |  | °C | 0 | ✓ | Common | Text | Show Tier 3 - 20 | if(TAG_PARA_STATE_3_BOOL, HVC_CONTROL_TYPE_TXT, "")
21 | T3 | ASS_SERIAL_NR_TXT |  |  | 0 | ✓ | Common | Text | Show Tier 3 - 21 | if(TAG_PARA_STATE_3_BOOL, ASS_SERIAL_NR_TXT, "")
22 | T3 | ASS_STATUS_TXT |  |  | 0 | ✓ | Common | Text | Show Tier 3 - 22 | if(TAG_PARA_STATE_3_BOOL, ASS_STATUS_TXT, "")
23 | T3 | ASS_SYSTEM_TYPE_TXT |  |  | 0 | ✓ | Common | Text | Show Tier 3 - 23 | if(TAG_PARA_STATE_3_BOOL, ASS_SYSTEM_TYPE_TXT, "")
24 | T3 | ASS_CST_TOTAL_UGX_NR |  | UGX | 1 | ✓ | Common | Text | Show Tier 3 - 24 | if(TAG_PARA_STATE_3_BOOL, ASS_CST_TOTAL_UGX_NR, "")
25 | T3 | ASS_CRITICALITY_RATING_NR |  |  | 0 | ✓ | Common | Text | Show Tier 3 - 25 | if(TAG_PARA_STATE_3_BOOL, ASS_CRITICALITY_RATING_NR, "")
26 | T3 | ASS_EXPECTED_LIFE_YEARS_YRS |  |  | 0 | ✓ | Common | Text | Show Tier 3 - 26 | if(TAG_PARA_STATE_3_BOOL, ASS_EXPECTED_LIFE_YEARS_YRS, "")
27 | T3 | ASS_MAINTENANCE_FREQUENCY_MONTHS |  | m | 1 | ✓ | Common | Text | Show Tier 3 - 27 | if(TAG_PARA_STATE_3_BOOL, ASS_MAINTENANCE_FREQUENCY_MONTHS, "")
28 | T3 | RGL_NEMA_APPROVAL_REQ_BOOL |  | A | 1 | ✓ | Common | Text | Show Tier 3 - 28 | if(TAG_PARA_STATE_3_BOOL, RGL_NEMA_APPROVAL_REQ_BOOL, "")
29 | T3 | RGL_QA_APVD_VENDOR_TXT |  | A | 1 | ✓ | Common | Text | Show Tier 3 - 29 | if(TAG_PARA_STATE_3_BOOL, RGL_QA_APVD_VENDOR_TXT, "")
30 | T3 | RGL_NEMA_CERT_NR | Cert: |  | 0 |  | Common | Text | Show Tier 3 - 30 | if(TAG_PARA_STATE_3_BOOL, RGL_NEMA_CERT_NR, "")
31 | T3 | RGL_QA_COMMISSIONING_REQ_TXT | ¦ Comm: |  | 0 | ✓ | Common | Text | Show Tier 3 - 31 | if(TAG_PARA_STATE_3_BOOL, RGL_QA_COMMISSIONING_REQ_TXT, "")
32 | T3 | CST_DELIVERY_LEAD_TIME_DAYS | Lead: | days | 0 |  | Common | Text | Show Tier 3 - 32 | if(TAG_PARA_STATE_3_BOOL, CST_DELIVERY_LEAD_TIME_DAYS, "")
33 | T3 | CST_IMPORT_REQUIRED_BOOL | ¦ Import: |  | 0 | ✓ | Common | Text | Show Tier 3 - 33 | if(TAG_PARA_STATE_3_BOOL, CST_IMPORT_REQUIRED_BOOL, "")
34 | T3 | CST_ENERGY_ANNUAL_UGX_NUM_NR | Energy: | UGX/yr | 0 |  | Common | Text | Show Tier 3 - 34 | if(TAG_PARA_STATE_3_BOOL, CST_ENERGY_ANNUAL_UGX_NUM_NR, "")
⚠ WARNING PARAMETERS — add after all Tier rows (Break = ✓, Calculated Value gates visibility)
# | Sev | Warning Parameter Name | Threshold Condition | Standard | Dis. | Type | Name | Calculated Value Formula
1 | MEDIUM | WARN_HVC_EFF_RATIO_NR_MECHANICAL_EQUI | Efficiency < design minimum | ASHRAE 90.1 | Common | Text | ⚠ Warning: Efficiency Ratio | if(TAG_WARN_VISIBLE_BOOL, WARN_HVC_EFF_RATIO_NR_MECHANICAL_EQUI, "")
6D — Plumbing
Tag Family #7: STING - Flex Pipe Tag
TAG7: PLM_TAG_7_PARA_PIPE_TXT • Category: Flex Pipes
# | Tier | Parameter | Prefix | Suffix | Spc | Brk | Discipline | Type | Name | Formula
1 | T1 | ASS_TAG_1_TXT |  |  | 0 | ✓ | --- | --- | --- | Add directly
2 | T2 | ASS_TAG_2_TXT |  |  | 0 | ✓ | Common | Text | Show Tier 2 - 2 | if(TAG_PARA_STATE_2_BOOL, ASS_TAG_2_TXT, "")
3 | T2 | PLM_PPE_SZ_MM | DN |  | 0 |  | Common | Text | Show Tier 2 - 3 | if(TAG_PARA_STATE_2_BOOL, PLM_PPE_SZ_MM, "")
4 | T2 | PLM_PPE_MAT_TXT | ¦ |  | 0 | ✓ | Common | Text | Show Tier 2 - 4 | if(TAG_PARA_STATE_2_BOOL, PLM_PPE_MAT_TXT, "")
5 | T2 | RGL_STD_TXT | Std: |  | 0 | ✓ | Common | Text | Show Tier 2 - 5 | if(TAG_PARA_STATE_2_BOOL, RGL_STD_TXT, "")
6 | T3 | PLM_TAG_7_PARA_PIPE_TXT |  |  | 0 | ✓ | Common | Text | Show Tier 3 - 6 | if(TAG_PARA_STATE_3_BOOL, PLM_TAG_7_PARA_PIPE_TXT, "")
7 | T3 | PLM_PPE_LENGTH_M |  | m | 1 | ✓ | Common | Text | Show Tier 3 - 7 | if(TAG_PARA_STATE_3_BOOL, PLM_PPE_LENGTH_M, "")
Tag Family #8: STING - Pipe Accessory Tag
TAG7: PLM_TAG_7_PARA_PIPEACC_TXT • Category: Pipe Accessories
# | Tier | Parameter | Prefix | Suffix | Spc | Brk | Discipline | Type | Name | Formula
1 | T1 | ASS_TAG_1_TXT |  |  | 0 | ✓ | --- | --- | --- | Add directly
2 | T2 | ASS_TAG_2_TXT |  |  | 0 | ✓ | Common | Text | Show Tier 2 - 2 | if(TAG_PARA_STATE_2_BOOL, ASS_TAG_2_TXT, "")
3 | T2 | PLM_PPE_SZ_MM | DN |  | 0 |  | Common | Text | Show Tier 2 - 3 | if(TAG_PARA_STATE_2_BOOL, PLM_PPE_SZ_MM, "")
4 | T2 | ASS_DESCRIPTION_TXT | ¦ |  | 0 | ✓ | Common | Text | Show Tier 2 - 4 | if(TAG_PARA_STATE_2_BOOL, ASS_DESCRIPTION_TXT, "")
5 | T2 | RGL_STD_TXT | Std: |  | 0 | ✓ | Common | Text | Show Tier 2 - 5 | if(TAG_PARA_STATE_2_BOOL, RGL_STD_TXT, "")
6 | T3 | PLM_TAG_7_PARA_PIPEACC_TXT |  |  | 0 | ✓ | Common | Text | Show Tier 3 - 6 | if(TAG_PARA_STATE_3_BOOL, PLM_TAG_7_PARA_PIPEACC_TXT, "")
Tag Family #9: STING - Pipe Fitting Tag
TAG7: PLM_TAG_7_PARA_PIPEACC_TXT • Category: Pipe Fittings
# | Tier | Parameter | Prefix | Suffix | Spc | Brk | Discipline | Type | Name | Formula
1 | T1 | ASS_TAG_1_TXT |  |  | 0 | ✓ | --- | --- | --- | Add directly
2 | T2 | ASS_TAG_2_TXT |  |  | 0 | ✓ | Common | Text | Show Tier 2 - 2 | if(TAG_PARA_STATE_2_BOOL, ASS_TAG_2_TXT, "")
3 | T2 | PLM_PPE_SZ_MM | DN |  | 0 |  | Common | Text | Show Tier 2 - 3 | if(TAG_PARA_STATE_2_BOOL, PLM_PPE_SZ_MM, "")
4 | T2 | PLM_PPE_MAT_TXT | ¦ |  | 0 | ✓ | Common | Text | Show Tier 2 - 4 | if(TAG_PARA_STATE_2_BOOL, PLM_PPE_MAT_TXT, "")
5 | T2 | RGL_STD_TXT | Std: |  | 0 | ✓ | Common | Text | Show Tier 2 - 5 | if(TAG_PARA_STATE_2_BOOL, RGL_STD_TXT, "")
6 | T3 | PLM_TAG_7_PARA_PIPEACC_TXT |  |  | 0 | ✓ | Common | Text | Show Tier 3 - 6 | if(TAG_PARA_STATE_3_BOOL, PLM_TAG_7_PARA_PIPEACC_TXT, "")
7 | T3 | PLM_PPE_PSR_RATING_BAR |  | bar | 1 | ✓ | Common | Text | Show Tier 3 - 7 | if(TAG_PARA_STATE_3_BOOL, PLM_PPE_PSR_RATING_BAR, "")
Tag Family #10: STING - Pipe Tag
TAG7: PLM_TAG_7_PARA_PIPE_TXT • Category: Pipes
# | Tier | Parameter | Prefix | Suffix | Spc | Brk | Discipline | Type | Name | Formula
1 | T1 | ASS_TAG_1_TXT |  |  | 0 | ✓ | --- | --- | --- | Add directly
2 | T1 | PLM_PPE_SZ_MM | DN |  | 0 | ✓ | --- | --- | --- | Add directly
3 | T2 | ASS_TAG_2_TXT |  |  | 0 | ✓ | Common | Text | Show Tier 2 - 3 | if(TAG_PARA_STATE_2_BOOL, ASS_TAG_2_TXT, "")
4 | T2 | PLM_PPE_FLW_LPS | Flow: | L/s | 0 |  | Common | Text | Show Tier 2 - 4 | if(TAG_PARA_STATE_2_BOOL, PLM_PPE_FLW_LPS, "")
5 | T2 | PLM_VEL_MPS | ¦ | m/s | 0 |  | Common | Text | Show Tier 2 - 5 | if(TAG_PARA_STATE_2_BOOL, PLM_VEL_MPS, "")
6 | T2 | PLM_PSR_KPA | ¦ | kPa | 0 | ✓ | Common | Text | Show Tier 2 - 6 | if(TAG_PARA_STATE_2_BOOL, PLM_PSR_KPA, "")
7 | T2 | PLM_PPE_MAT_TXT | Mat: |  | 0 |  | Common | Text | Show Tier 2 - 7 | if(TAG_PARA_STATE_2_BOOL, PLM_PPE_MAT_TXT, "")
8 | T2 | PLM_INSULATION_TXT | ¦ Insul: |  | 0 | ✓ | Common | Text | Show Tier 2 - 8 | if(TAG_PARA_STATE_2_BOOL, PLM_INSULATION_TXT, "")
9 | T2 | RGL_STD_TXT | Std: |  | 0 | ✓ | Common | Text | Show Tier 2 - 9 | if(TAG_PARA_STATE_2_BOOL, RGL_STD_TXT, "")
10 | T3 | PLM_TAG_7_PARA_PIPE_TXT |  |  | 0 | ✓ | Common | Text | Show Tier 3 - 10 | if(TAG_PARA_STATE_3_BOOL, PLM_TAG_7_PARA_PIPE_TXT, "")
11 | T3 | PLM_PPE_JOINT_TYPE_TXT |  |  | 0 | ✓ | Common | Text | Show Tier 3 - 11 | if(TAG_PARA_STATE_3_BOOL, PLM_PPE_JOINT_TYPE_TXT, "")
12 | T3 | PLM_PPE_PSR_RATING_BAR |  | bar | 1 | ✓ | Common | Text | Show Tier 3 - 12 | if(TAG_PARA_STATE_3_BOOL, PLM_PPE_PSR_RATING_BAR, "")
13 | T3 | PLM_PPE_INS_TYPE_TXT |  |  | 0 | ✓ | Common | Text | Show Tier 3 - 13 | if(TAG_PARA_STATE_3_BOOL, PLM_PPE_INS_TYPE_TXT, "")
14 | T3 | PLM_PPE_INS_THK_MM |  | mm | 1 | ✓ | Common | Text | Show Tier 3 - 14 | if(TAG_PARA_STATE_3_BOOL, PLM_PPE_INS_THK_MM, "")
15 | T3 | PLM_PPE_LENGTH_M |  | m | 1 | ✓ | Common | Text | Show Tier 3 - 15 | if(TAG_PARA_STATE_3_BOOL, PLM_PPE_LENGTH_M, "")
16 | T3 | PLM_EQP_TAG_01_TXT |  |  | 0 | ✓ | Common | Text | Show Tier 3 - 16 | if(TAG_PARA_STATE_3_BOOL, PLM_EQP_TAG_01_TXT, "")
17 | T3 | PLM_EQP_TAG_02_TXT |  |  | 0 | ✓ | Common | Text | Show Tier 3 - 17 | if(TAG_PARA_STATE_3_BOOL, PLM_EQP_TAG_02_TXT, "")
18 | T3 | PLM_VLV_END_CONNECTION_TXT |  |  | 0 | ✓ | Common | Text | Show Tier 3 - 18 | if(TAG_PARA_STATE_3_BOOL, PLM_VLV_END_CONNECTION_TXT, "")
19 | T3 | PLM_VLV_PSR_CLASS_TXT |  |  | 0 | ✓ | Common | Text | Show Tier 3 - 19 | if(TAG_PARA_STATE_3_BOOL, PLM_VLV_PSR_CLASS_TXT, "")
20 | T2 | PLM_PPE_SHOP_DRAWING_REQ_BOOL | Shop: |  | 0 | ✓ | Common | Text | Show Tier 2 - 20 | if(TAG_PARA_STATE_2_BOOL, PLM_PPE_SHOP_DRAWING_REQ_BOOL, "")
21 | T3 | PLM_PPE_FAB_METHOD_TXT | Fab: |  | 0 |  | Common | Text | Show Tier 3 - 21 | if(TAG_PARA_STATE_3_BOOL, PLM_PPE_FAB_METHOD_TXT, "")
22 | T3 | PLM_PPE_WELD_TYPE_TXT | ¦ Weld: |  | 0 | ✓ | Common | Text | Show Tier 3 - 22 | if(TAG_PARA_STATE_3_BOOL, PLM_PPE_WELD_TYPE_TXT, "")
23 | T3 | PLM_PPE_SUPPORTS_SPACING_MM | ¦ Supt: | mm | 0 | ✓ | Common | Text | Show Tier 3 - 23 | if(TAG_PARA_STATE_3_BOOL, PLM_PPE_SUPPORTS_SPACING_MM, "")
24 | T3 | PLM_PPE_HANGER_TYPE_TXT | Hanger: |  | 0 |  | Common | Text | Show Tier 3 - 24 | if(TAG_PARA_STATE_3_BOOL, PLM_PPE_HANGER_TYPE_TXT, "")
25 | T3 | CST_CALC_LENGTH_M | ¦ Length: | m | 0 | ✓ | Common | Text | Show Tier 3 - 25 | if(TAG_PARA_STATE_3_BOOL, CST_CALC_LENGTH_M, "")
26 | T3 | CST_LOCAL_MAT_BOOL | Local: |  | 0 |  | Common | Text | Show Tier 3 - 26 | if(TAG_PARA_STATE_3_BOOL, CST_LOCAL_MAT_BOOL, "")
⚠ WARNING PARAMETERS — add after all Tier rows (Break = ✓, Calculated Value gates visibility)
# | Sev | Warning Parameter Name | Threshold Condition | Standard | Dis. | Type | Name | Calculated Value Formula
1 | MEDIUM | WARN_PLM_PPE_FLW_LPS_PIPES__HOT_WATE | Flow rate exceeded | BS EN 806 | Common | Text | ⚠ Warning: Pipe Flow Rate | if(TAG_WARN_VISIBLE_BOOL, WARN_PLM_PPE_FLW_LPS_PIPES__HOT_WATE, "")
Tag Family #11: STING - Plumbing Fixture Tag
TAG7: PLM_TAG_7_PARA_FIXTURE_TXT • Category: Plumbing Fixtures
# | Tier | Parameter | Prefix | Suffix | Spc | Brk | Discipline | Type | Name | Formula
1 | T1 | ASS_TAG_1_TXT |  |  | 0 | ✓ | --- | --- | --- | Add directly
2 | T2 | ASS_TAG_2_TXT |  |  | 0 | ✓ | Common | Text | Show Tier 2 - 2 | if(TAG_PARA_STATE_2_BOOL, ASS_TAG_2_TXT, "")
3 | T2 | PLM_PPE_SZ_MM | DN |  | 0 |  | Common | Text | Show Tier 2 - 3 | if(TAG_PARA_STATE_2_BOOL, PLM_PPE_SZ_MM, "")
4 | T2 | PLM_PPE_FLW_LPS | ¦ | L/s | 0 | ✓ | Common | Text | Show Tier 2 - 4 | if(TAG_PARA_STATE_2_BOOL, PLM_PPE_FLW_LPS, "")
5 | T2 | ASS_MANUFACTURER_TXT | Mfr: |  | 0 |  | Common | Text | Show Tier 2 - 5 | if(TAG_PARA_STATE_2_BOOL, ASS_MANUFACTURER_TXT, "")
6 | T2 | ASS_MODEL_NR_TXT | ¦ |  | 0 | ✓ | Common | Text | Show Tier 2 - 6 | if(TAG_PARA_STATE_2_BOOL, ASS_MODEL_NR_TXT, "")
7 | T2 | RGL_STD_TXT | Std: |  | 0 | ✓ | Common | Text | Show Tier 2 - 7 | if(TAG_PARA_STATE_2_BOOL, RGL_STD_TXT, "")
8 | T3 | PLM_TAG_7_PARA_FIXTURE_TXT |  |  | 0 | ✓ | Common | Text | Show Tier 3 - 8 | if(TAG_PARA_STATE_3_BOOL, PLM_TAG_7_PARA_FIXTURE_TXT, "")
9 | T3 | PLM_VLV_ACTUATION_TYPE_TXT |  | A | 1 | ✓ | Common | Text | Show Tier 3 - 9 | if(TAG_PARA_STATE_3_BOOL, PLM_VLV_ACTUATION_TYPE_TXT, "")
10 | T3 | PLM_VLV_BODY_MAT_TXT |  | V | 1 | ✓ | Common | Text | Show Tier 3 - 10 | if(TAG_PARA_STATE_3_BOOL, PLM_VLV_BODY_MAT_TXT, "")
11 | T3 | PLM_VLV_CV_NR |  | V | 1 | ✓ | Common | Text | Show Tier 3 - 11 | if(TAG_PARA_STATE_3_BOOL, PLM_VLV_CV_NR, "")
12 | T3 | PLM_ACC_CONNECTION_SZ_NR |  |  | 0 | ✓ | Common | Text | Show Tier 3 - 12 | if(TAG_PARA_STATE_3_BOOL, PLM_ACC_CONNECTION_SZ_NR, "")
13 | T3 | PLM_VNT_SZ_NR |  |  | 0 | ✓ | Common | Text | Show Tier 3 - 13 | if(TAG_PARA_STATE_3_BOOL, PLM_VNT_SZ_NR, "")
14 | T3 | ASS_EXPECTED_LIFE_YEARS_YRS |  |  | 0 | ✓ | Common | Text | Show Tier 3 - 14 | if(TAG_PARA_STATE_3_BOOL, ASS_EXPECTED_LIFE_YEARS_YRS, "")
15 | T3 | PER_SUST_WTR_RATING_NR |  |  | 0 | ✓ | Common | Text | Show Tier 3 - 15 | if(TAG_PARA_STATE_3_BOOL, PER_SUST_WTR_RATING_NR, "")
16 | T2 | RGL_NWSC_APPROVAL_REQ_BOOL | NWSC: |  | 0 | ✓ | Common | Text | Show Tier 2 - 16 | if(TAG_PARA_STATE_2_BOOL, RGL_NWSC_APPROVAL_REQ_BOOL, "")
17 | T3 | RGL_NWSC_CERT_NR | Cert: |  | 0 |  | Common | Text | Show Tier 3 - 17 | if(TAG_PARA_STATE_3_BOOL, RGL_NWSC_CERT_NR, "")
18 | T3 | PER_SUST_WATER_RATING_TXT | ¦ Water: |  | 0 | ✓ | Common | Text | Show Tier 3 - 18 | if(TAG_PARA_STATE_3_BOOL, PER_SUST_WATER_RATING_TXT, "")
19 | T3 | CST_LOCAL_MAT_BOOL | Local: |  | 0 |  | Common | Text | Show Tier 3 - 19 | if(TAG_PARA_STATE_3_BOOL, CST_LOCAL_MAT_BOOL, "")
20 | T3 | CST_DELIVERY_LEAD_TIME_DAYS | ¦ Lead: | days | 0 | ✓ | Common | Text | Show Tier 3 - 20 | if(TAG_PARA_STATE_3_BOOL, CST_DELIVERY_LEAD_TIME_DAYS, "")
6E — Fire Protection
Tag Family #12: STING - Fire Alarm Device Tag
TAG7: FLS_TAG_7_PARA_FA_TXT • Category: Fire Alarm Devices
# | Tier | Parameter | Prefix | Suffix | Spc | Brk | Discipline | Type | Name | Formula
1 | T1 | ASS_TAG_1_TXT |  |  | 0 | ✓ | --- | --- | --- | Add directly
2 | T2 | ASS_TAG_2_TXT |  |  | 0 | ✓ | Common | Text | Show Tier 2 - 2 | if(TAG_PARA_STATE_2_BOOL, ASS_TAG_2_TXT, "")
3 | T2 | FLS_SFTY_DEV_TYPE_TXT |  |  | 0 |  | Common | Text | Show Tier 2 - 3 | if(TAG_PARA_STATE_2_BOOL, FLS_SFTY_DEV_TYPE_TXT, "")
4 | T2 | FLS_SFTY_DEV_ZONE_TXT | ¦ |  | 0 | ✓ | Common | Text | Show Tier 2 - 4 | if(TAG_PARA_STATE_2_BOOL, FLS_SFTY_DEV_ZONE_TXT, "")
5 | T2 | MNT_HGT_MM | Ht: | mm | 0 | ✓ | Common | Text | Show Tier 2 - 5 | if(TAG_PARA_STATE_2_BOOL, MNT_HGT_MM, "")
6 | T2 | RGL_STD_TXT | Std: |  | 0 | ✓ | Common | Text | Show Tier 2 - 6 | if(TAG_PARA_STATE_2_BOOL, RGL_STD_TXT, "")
7 | T3 | FLS_TAG_7_PARA_FA_TXT |  |  | 0 | ✓ | Common | Text | Show Tier 3 - 7 | if(TAG_PARA_STATE_3_BOOL, FLS_TAG_7_PARA_FA_TXT, "")
8 | T3 | FLS_SFTY_DEV_LOOP_TXT |  |  | 0 | ✓ | Common | Text | Show Tier 3 - 8 | if(TAG_PARA_STATE_3_BOOL, FLS_SFTY_DEV_LOOP_TXT, "")
9 | T3 | FLS_SFTY_DEV_ADDRESS_TXT |  | A | 1 | ✓ | Common | Text | Show Tier 3 - 9 | if(TAG_PARA_STATE_3_BOOL, FLS_SFTY_DEV_ADDRESS_TXT, "")
10 | T3 | FLS_SFTY_DEV_DETECTOR_SENSITIVITY_TXT |  |  | 0 | ✓ | Common | Text | Show Tier 3 - 10 | if(TAG_PARA_STATE_3_BOOL, FLS_SFTY_DEV_DETECTOR_SENSITIVITY_TXT, "")
11 | T3 | FLS_ALARM_CIRCUIT_COUNT_NR |  | A | 1 | ✓ | Common | Text | Show Tier 3 - 11 | if(TAG_PARA_STATE_3_BOOL, FLS_ALARM_CIRCUIT_COUNT_NR, "")
12 | T3 | FLS_DETECTOR_COUNT_NR |  |  | 0 | ✓ | Common | Text | Show Tier 3 - 12 | if(TAG_PARA_STATE_3_BOOL, FLS_DETECTOR_COUNT_NR, "")
13 | T3 | FLS_DETECTION_COST_UGX |  | UGX | 1 | ✓ | Common | Text | Show Tier 3 - 13 | if(TAG_PARA_STATE_3_BOOL, FLS_DETECTION_COST_UGX, "")
14 | T3 | RGL_QA_TST_REPORT_REF_TXT |  |  | 0 | ✓ | Common | Text | Show Tier 3 - 14 | if(TAG_PARA_STATE_3_BOOL, RGL_QA_TST_REPORT_REF_TXT, "")
15 | T2 | RGL_KCCA_APPROVAL_REQ_BOOL | KCCA: |  | 0 | ✓ | Common | Text | Show Tier 2 - 15 | if(TAG_PARA_STATE_2_BOOL, RGL_KCCA_APPROVAL_REQ_BOOL, "")
16 | T3 | RGL_KCCA_CERT_NR | Cert: |  | 0 |  | Common | Text | Show Tier 3 - 16 | if(TAG_PARA_STATE_3_BOOL, RGL_KCCA_CERT_NR, "")
17 | T3 | RGL_QA_COMMISSIONING_REQ_TXT | ¦ Comm: |  | 0 | ✓ | Common | Text | Show Tier 3 - 17 | if(TAG_PARA_STATE_3_BOOL, RGL_QA_COMMISSIONING_REQ_TXT, "")
⚠ WARNING PARAMETERS — add after all Tier rows (Break = ✓, Calculated Value gates visibility)
# | Sev | Warning Parameter Name | Threshold Condition | Standard | Dis. | Type | Name | Calculated Value Formula
1 | CRITICAL | WARN_FLS_SFTY_COVERAGE_AREA_SQ_M_SPRINKLERS__FIR | Coverage > 12 m² per head | BS EN 12845 / NFPA 13 | Common | Text | ⚠ Warning: Sprinkler Coverage | if(TAG_WARN_VISIBLE_BOOL, WARN_FLS_SFTY_COVERAGE_AREA_SQ_M_SPRINKLERS__FIR, "")
Tag Family #13: STING - Sprinkler Tag
TAG7: FLS_TAG_7_PARA_SPR_TXT • Category: Sprinklers
# | Tier | Parameter | Prefix | Suffix | Spc | Brk | Discipline | Type | Name | Formula
1 | T1 | ASS_TAG_1_TXT |  |  | 0 | ✓ | --- | --- | --- | Add directly
2 | T2 | ASS_TAG_2_TXT |  |  | 0 | ✓ | Common | Text | Show Tier 2 - 2 | if(TAG_PARA_STATE_2_BOOL, ASS_TAG_2_TXT, "")
3 | T2 | FLS_SFTY_COVERAGE_AREA_SQ_M | Coverage: | m² | 0 |  | Common | Text | Show Tier 2 - 3 | if(TAG_PARA_STATE_2_BOOL, FLS_SFTY_COVERAGE_AREA_SQ_M, "")
4 | T2 | FLS_SFTY_K_FACTOR_NR | ¦ K= |  | 0 | ✓ | Common | Text | Show Tier 2 - 4 | if(TAG_PARA_STATE_2_BOOL, FLS_SFTY_K_FACTOR_NR, "")
5 | T2 | MNT_HGT_MM | Ht: | mm | 0 | ✓ | Common | Text | Show Tier 2 - 5 | if(TAG_PARA_STATE_2_BOOL, MNT_HGT_MM, "")
6 | T2 | RGL_STD_TXT | Std: |  | 0 | ✓ | Common | Text | Show Tier 2 - 6 | if(TAG_PARA_STATE_2_BOOL, RGL_STD_TXT, "")
7 | T3 | FLS_TAG_7_PARA_SPR_TXT |  |  | 0 | ✓ | Common | Text | Show Tier 3 - 7 | if(TAG_PARA_STATE_3_BOOL, FLS_TAG_7_PARA_SPR_TXT, "")
8 | T3 | FLS_SFTY_TEMP_RATING_C |  | °C | 0 | ✓ | Common | Text | Show Tier 3 - 8 | if(TAG_PARA_STATE_3_BOOL, FLS_SFTY_TEMP_RATING_C, "")
9 | T3 | FLS_PROT_SPRINKLER_HED_TYPE_TXT |  |  | 0 | ✓ | Common | Text | Show Tier 3 - 9 | if(TAG_PARA_STATE_3_BOOL, FLS_PROT_SPRINKLER_HED_TYPE_TXT, "")
10 | T3 | FLS_SFTY_FLW_RATE_LPM_NR |  |  | 0 | ✓ | Common | Text | Show Tier 3 - 10 | if(TAG_PARA_STATE_3_BOOL, FLS_SFTY_FLW_RATE_LPM_NR, "")
11 | T3 | FLS_DEV_TAG_01_TXT |  |  | 0 | ✓ | Common | Text | Show Tier 3 - 11 | if(TAG_PARA_STATE_3_BOOL, FLS_DEV_TAG_01_TXT, "")
12 | T3 | FLS_DEV_TAG_02_TXT |  |  | 0 | ✓ | Common | Text | Show Tier 3 - 12 | if(TAG_PARA_STATE_3_BOOL, FLS_DEV_TAG_02_TXT, "")
13 | T3 | FLS_DETECTION_COST_UGX |  | UGX | 1 | ✓ | Common | Text | Show Tier 3 - 13 | if(TAG_PARA_STATE_3_BOOL, FLS_DETECTION_COST_UGX, "")
14 | T3 | FLS_DETECTOR_COUNT_NR |  |  | 0 | ✓ | Common | Text | Show Tier 3 - 14 | if(TAG_PARA_STATE_3_BOOL, FLS_DETECTOR_COUNT_NR, "")
15 | T3 | FLS_SFTY_HEADS_OPERATING_NR |  |  | 0 | ✓ | Common | Text | Show Tier 3 - 15 | if(TAG_PARA_STATE_3_BOOL, FLS_SFTY_HEADS_OPERATING_NR, "")
16 | T2 | RGL_KCCA_APPROVAL_REQ_BOOL | KCCA: |  | 0 | ✓ | Common | Text | Show Tier 2 - 16 | if(TAG_PARA_STATE_2_BOOL, RGL_KCCA_APPROVAL_REQ_BOOL, "")
17 | T3 | RGL_KCCA_CERT_NR | Cert: |  | 0 |  | Common | Text | Show Tier 3 - 17 | if(TAG_PARA_STATE_3_BOOL, RGL_KCCA_CERT_NR, "")
18 | T3 | RGL_QA_COMMISSIONING_REQ_TXT | ¦ Comm: |  | 0 | ✓ | Common | Text | Show Tier 3 - 18 | if(TAG_PARA_STATE_3_BOOL, RGL_QA_COMMISSIONING_REQ_TXT, "")
19 | T3 | CST_LOCAL_MAT_BOOL | Local: |  | 0 |  | Common | Text | Show Tier 3 - 19 | if(TAG_PARA_STATE_3_BOOL, CST_LOCAL_MAT_BOOL, "")
⚠ WARNING PARAMETERS — add after all Tier rows (Break = ✓, Calculated Value gates visibility)
# | Sev | Warning Parameter Name | Threshold Condition | Standard | Dis. | Type | Name | Calculated Value Formula
1 | CRITICAL | WARN_FLS_SFTY_COVERAGE_AREA_SQ_M_SPRINKLERS__FIR | Coverage > 12 m² per head | BS EN 12845 / NFPA 13 | Common | Text | ⚠ Warning: Sprinkler Coverage | if(TAG_WARN_VISIBLE_BOOL, WARN_FLS_SFTY_COVERAGE_AREA_SQ_M_SPRINKLERS__FIR, "")
6F — Electrical
Tag Family #14: STING - Cable Tray Fitting Tag
TAG7: ELC_TAG_7_PARA_TRAY_TXT • Category: Cable Tray Fittings
# | Tier | Parameter | Prefix | Suffix | Spc | Brk | Discipline | Type | Name | Formula
1 | T1 | ASS_TAG_1_TXT |  |  | 0 | ✓ | --- | --- | --- | Add directly
2 | T2 | ASS_TAG_2_TXT |  |  | 0 | ✓ | Common | Text | Show Tier 2 - 2 | if(TAG_PARA_STATE_2_BOOL, ASS_TAG_2_TXT, "")
3 | T2 | ELC_CTR_MAT_TXT |  |  | 0 | ✓ | Common | Text | Show Tier 2 - 3 | if(TAG_PARA_STATE_2_BOOL, ELC_CTR_MAT_TXT, "")
4 | T2 | RGL_STD_TXT | Std: |  | 0 | ✓ | Common | Text | Show Tier 2 - 4 | if(TAG_PARA_STATE_2_BOOL, RGL_STD_TXT, "")
5 | T3 | ELC_TAG_7_PARA_TRAY_TXT |  |  | 0 | ✓ | Common | Text | Show Tier 3 - 5 | if(TAG_PARA_STATE_3_BOOL, ELC_TAG_7_PARA_TRAY_TXT, "")
Tag Family #15: STING - Cable Tray Tag
TAG7: ELC_TAG_7_PARA_TRAY_TXT • Category: Cable Trays
# | Tier | Parameter | Prefix | Suffix | Spc | Brk | Discipline | Type | Name | Formula
1 | T1 | ASS_TAG_1_TXT |  |  | 0 | ✓ | --- | --- | --- | Add directly
2 | T2 | ASS_TAG_2_TXT |  |  | 0 | ✓ | Common | Text | Show Tier 2 - 2 | if(TAG_PARA_STATE_2_BOOL, ASS_TAG_2_TXT, "")
3 | T2 | ELC_CTR_MAT_TXT |  |  | 0 |  | Common | Text | Show Tier 2 - 3 | if(TAG_PARA_STATE_2_BOOL, ELC_CTR_MAT_TXT, "")
4 | T2 | MNT_HGT_MM | ¦ Ht: | mm | 0 | ✓ | Common | Text | Show Tier 2 - 4 | if(TAG_PARA_STATE_2_BOOL, MNT_HGT_MM, "")
5 | T2 | RGL_STD_TXT | Std: |  | 0 | ✓ | Common | Text | Show Tier 2 - 5 | if(TAG_PARA_STATE_2_BOOL, RGL_STD_TXT, "")
6 | T3 | ELC_TAG_7_PARA_TRAY_TXT |  |  | 0 | ✓ | Common | Text | Show Tier 3 - 6 | if(TAG_PARA_STATE_3_BOOL, ELC_TAG_7_PARA_TRAY_TXT, "")
7 | T3 | ELC_CTR_WIDTH_MM |  | mm | 1 | ✓ | Common | Text | Show Tier 3 - 7 | if(TAG_PARA_STATE_3_BOOL, ELC_CTR_WIDTH_MM, "")
8 | T3 | ELC_CTR_FILL_PCT |  | % | 0 | ✓ | Common | Text | Show Tier 3 - 8 | if(TAG_PARA_STATE_3_BOOL, ELC_CTR_FILL_PCT, "")
9 | T3 | ELC_CTR_TAG_01_TXT |  |  | 0 | ✓ | Common | Text | Show Tier 3 - 9 | if(TAG_PARA_STATE_3_BOOL, ELC_CTR_TAG_01_TXT, "")
10 | T2 | ELC_CBT_SHOP_DRAWING_REQ_BOOL | Shop: |  | 0 | ✓ | Common | Text | Show Tier 2 - 10 | if(TAG_PARA_STATE_2_BOOL, ELC_CBT_SHOP_DRAWING_REQ_BOOL, "")
11 | T3 | ELC_CBT_FAB_TYPE_TXT | Fab: |  | 0 |  | Common | Text | Show Tier 3 - 11 | if(TAG_PARA_STATE_3_BOOL, ELC_CBT_FAB_TYPE_TXT, "")
12 | T3 | ELC_CBT_SUPPORT_SPACING_MM | ¦ Supt: | mm | 0 | ✓ | Common | Text | Show Tier 3 - 12 | if(TAG_PARA_STATE_3_BOOL, ELC_CBT_SUPPORT_SPACING_MM, "")
13 | T3 | CST_CALC_LENGTH_M | Length: | m | 0 |  | Common | Text | Show Tier 3 - 13 | if(TAG_PARA_STATE_3_BOOL, CST_CALC_LENGTH_M, "")
14 | T3 | CST_LOCAL_MAT_BOOL | ¦ Local: |  | 0 | ✓ | Common | Text | Show Tier 3 - 14 | if(TAG_PARA_STATE_3_BOOL, CST_LOCAL_MAT_BOOL, "")
Tag Family #16: STING - Conduit Fitting Tag
TAG7: ELC_TAG_7_PARA_CONDUIT_TXT • Category: Conduit Fittings
# | Tier | Parameter | Prefix | Suffix | Spc | Brk | Discipline | Type | Name | Formula
1 | T1 | ASS_TAG_1_TXT |  |  | 0 | ✓ | --- | --- | --- | Add directly
2 | T2 | ASS_TAG_2_TXT |  |  | 0 | ✓ | Common | Text | Show Tier 2 - 2 | if(TAG_PARA_STATE_2_BOOL, ASS_TAG_2_TXT, "")
3 | T2 | ELC_CDT_SZ_MM | Conduit: | mm | 0 | ✓ | Common | Text | Show Tier 2 - 3 | if(TAG_PARA_STATE_2_BOOL, ELC_CDT_SZ_MM, "")
4 | T2 | RGL_STD_TXT | Std: |  | 0 | ✓ | Common | Text | Show Tier 2 - 4 | if(TAG_PARA_STATE_2_BOOL, RGL_STD_TXT, "")
5 | T3 | ELC_TAG_7_PARA_CONDUIT_TXT |  |  | 0 | ✓ | Common | Text | Show Tier 3 - 5 | if(TAG_PARA_STATE_3_BOOL, ELC_TAG_7_PARA_CONDUIT_TXT, "")
Tag Family #17: STING - Conduit Tag
TAG7: ELC_TAG_7_PARA_CONDUIT_TXT • Category: Conduits
# | Tier | Parameter | Prefix | Suffix | Spc | Brk | Discipline | Type | Name | Formula
1 | T1 | ASS_TAG_1_TXT |  |  | 0 | ✓ | --- | --- | --- | Add directly
2 | T1 | ELC_CDT_SZ_MM | Conduit: | mm | 0 | ✓ | --- | --- | --- | Add directly
3 | T2 | ASS_TAG_2_TXT |  |  | 0 | ✓ | Common | Text | Show Tier 2 - 3 | if(TAG_PARA_STATE_2_BOOL, ASS_TAG_2_TXT, "")
4 | T2 | ELC_CKT_NR | Ckt: |  | 0 |  | Common | Text | Show Tier 2 - 4 | if(TAG_PARA_STATE_2_BOOL, ELC_CKT_NR, "")
5 | T2 | ELC_CDT_MAT_TXT | ¦ |  | 0 | ✓ | Common | Text | Show Tier 2 - 5 | if(TAG_PARA_STATE_2_BOOL, ELC_CDT_MAT_TXT, "")
6 | T2 | ELC_CBL_SOURCE_TXT | From: |  | 0 |  | Common | Text | Show Tier 2 - 6 | if(TAG_PARA_STATE_2_BOOL, ELC_CBL_SOURCE_TXT, "")
7 | T2 | ELC_CBL_DEST_TXT | → |  | 0 | ✓ | Common | Text | Show Tier 2 - 7 | if(TAG_PARA_STATE_2_BOOL, ELC_CBL_DEST_TXT, "")
8 | T2 | ELC_CBL_INSTALL_METHOD_TXT | Install: |  | 0 | ✓ | Common | Text | Show Tier 2 - 8 | if(TAG_PARA_STATE_2_BOOL, ELC_CBL_INSTALL_METHOD_TXT, "")
9 | T2 | RGL_STD_TXT | Std: |  | 0 | ✓ | Common | Text | Show Tier 2 - 9 | if(TAG_PARA_STATE_2_BOOL, RGL_STD_TXT, "")
10 | T3 | ELC_TAG_7_PARA_CONDUIT_TXT |  |  | 0 | ✓ | Common | Text | Show Tier 3 - 10 | if(TAG_PARA_STATE_3_BOOL, ELC_TAG_7_PARA_CONDUIT_TXT, "")
11 | T3 | ELC_CDT_INSTALL_METHOD_TXT |  | °C | 0 | ✓ | Common | Text | Show Tier 3 - 11 | if(TAG_PARA_STATE_3_BOOL, ELC_CDT_INSTALL_METHOD_TXT, "")
12 | T3 | ELC_CDT_CBL_FILL_PCT |  | % | 0 | ✓ | Common | Text | Show Tier 3 - 12 | if(TAG_PARA_STATE_3_BOOL, ELC_CDT_CBL_FILL_PCT, "")
13 | T3 | ELC_CDT_TAG_01_TXT |  | °C | 0 | ✓ | Common | Text | Show Tier 3 - 13 | if(TAG_PARA_STATE_3_BOOL, ELC_CDT_TAG_01_TXT, "")
14 | T3 | ELC_CDT_TAG_02_TXT |  | °C | 0 | ✓ | Common | Text | Show Tier 3 - 14 | if(TAG_PARA_STATE_3_BOOL, ELC_CDT_TAG_02_TXT, "")
15 | T3 | ELC_CBL_NUM_OF_CORES_NR |  |  | 0 | ✓ | Common | Text | Show Tier 3 - 15 | if(TAG_PARA_STATE_3_BOOL, ELC_CBL_NUM_OF_CORES_NR, "")
16 | T3 | ELC_CKT_PHASE_COUNT_NR |  |  | 0 | ✓ | Common | Text | Show Tier 3 - 16 | if(TAG_PARA_STATE_3_BOOL, ELC_CKT_PHASE_COUNT_NR, "")
17 | T3 | ELC_CDT_FAB_METHOD_TXT | Fab: |  | 0 | ✓ | Common | Text | Show Tier 3 - 17 | if(TAG_PARA_STATE_3_BOOL, ELC_CDT_FAB_METHOD_TXT, "")
18 | T3 | ELC_CDT_BEND_RADIUS_MM | Bend R: | mm | 0 |  | Common | Text | Show Tier 3 - 18 | if(TAG_PARA_STATE_3_BOOL, ELC_CDT_BEND_RADIUS_MM, "")
19 | T3 | ELC_CDT_SUPPORT_SPACING_MM | ¦ Supt: | mm | 0 | ✓ | Common | Text | Show Tier 3 - 19 | if(TAG_PARA_STATE_3_BOOL, ELC_CDT_SUPPORT_SPACING_MM, "")
20 | T3 | CST_CALC_LENGTH_M | Length: | m | 0 |  | Common | Text | Show Tier 3 - 20 | if(TAG_PARA_STATE_3_BOOL, CST_CALC_LENGTH_M, "")
21 | T3 | CST_LOCAL_MAT_BOOL | ¦ Local: |  | 0 | ✓ | Common | Text | Show Tier 3 - 21 | if(TAG_PARA_STATE_3_BOOL, CST_LOCAL_MAT_BOOL, "")
Tag Family #18: STING - Electrical Equipment Tag
TAG7: ELC_TAG_7_PARA_PANEL_TXT • Category: Electrical Equipment
# | Tier | Parameter | Prefix | Suffix | Spc | Brk | Discipline | Type | Name | Formula
1 | T1 | ASS_TAG_1_TXT |  |  | 0 | ✓ | --- | --- | --- | Add directly
2 | T1 | ELC_PNL_DESIGNATION_NAME_TXT | Panel: |  | 0 | ✓ | --- | --- | --- | Add directly
3 | T2 | ASS_TAG_2_TXT |  |  | 0 | ✓ | Common | Text | Show Tier 2 - 3 | if(TAG_PARA_STATE_2_BOOL, ASS_TAG_2_TXT, "")
4 | T2 | ELC_PNL_VLT_V |  | V | 0 |  | Common | Text | Show Tier 2 - 4 | if(TAG_PARA_STATE_2_BOOL, ELC_PNL_VLT_V, "")
5 | T2 | ELC_PNL_PHS_COUNT_NR | ¦ | Ph | 0 |  | Common | Text | Show Tier 2 - 5 | if(TAG_PARA_STATE_2_BOOL, ELC_PNL_PHS_COUNT_NR, "")
6 | T2 | ELC_PNL_NUM_OF_WAYS_NR | ¦ | Ways | 0 | ✓ | Common | Text | Show Tier 2 - 6 | if(TAG_PARA_STATE_2_BOOL, ELC_PNL_NUM_OF_WAYS_NR, "")
7 | T2 | ELC_PNL_RATED_KW | Rated: | kW | 0 |  | Common | Text | Show Tier 2 - 7 | if(TAG_PARA_STATE_2_BOOL, ELC_PNL_RATED_KW, "")
8 | T2 | ELC_PNL_CONNECTED_LOAD_KW | ¦ Load: | kW | 0 | ✓ | Common | Text | Show Tier 2 - 8 | if(TAG_PARA_STATE_2_BOOL, ELC_PNL_CONNECTED_LOAD_KW, "")
9 | T2 | ELC_PNL_MAIN_BRK_A | MCB: | A | 0 |  | Common | Text | Show Tier 2 - 9 | if(TAG_PARA_STATE_2_BOOL, ELC_PNL_MAIN_BRK_A, "")
10 | T2 | ELC_PNL_SPARE_WAYS_NR | ¦ Spare: |  | 0 | ✓ | Common | Text | Show Tier 2 - 10 | if(TAG_PARA_STATE_2_BOOL, ELC_PNL_SPARE_WAYS_NR, "")
11 | T2 | ELC_VLT_DROP_PCT | VD: | % | 0 |  | Common | Text | Show Tier 2 - 11 | if(TAG_PARA_STATE_2_BOOL, ELC_VLT_DROP_PCT, "")
12 | T2 | ELC_PNL_SHORT_CIRCUIT_KA | ¦ Fault: | kA | 0 | ✓ | Common | Text | Show Tier 2 - 12 | if(TAG_PARA_STATE_2_BOOL, ELC_PNL_SHORT_CIRCUIT_KA, "")
13 | T2 | ELC_CBL_FEEDER_SZ_MM2 | Feeder: | mm² | 0 |  | Common | Text | Show Tier 2 - 13 | if(TAG_PARA_STATE_2_BOOL, ELC_CBL_FEEDER_SZ_MM2, "")
14 | T2 | ELC_PNL_IP_RATING_TXT | ¦ |  | 0 | ✓ | Common | Text | Show Tier 2 - 14 | if(TAG_PARA_STATE_2_BOOL, ELC_PNL_IP_RATING_TXT, "")
15 | T2 | RGL_STD_TXT | Std: |  | 0 | ✓ | Common | Text | Show Tier 2 - 15 | if(TAG_PARA_STATE_2_BOOL, RGL_STD_TXT, "")
16 | T3 | ELC_TAG_7_PARA_PANEL_TXT |  |  | 0 | ✓ | Common | Text | Show Tier 3 - 16 | if(TAG_PARA_STATE_3_BOOL, ELC_TAG_7_PARA_PANEL_TXT, "")
17 | T3 | ELC_EQP_TAG_01_TXT |  |  | 0 | ✓ | Common | Text | Show Tier 3 - 17 | if(TAG_PARA_STATE_3_BOOL, ELC_EQP_TAG_01_TXT, "")
18 | T3 | ELC_EQP_TAG_02_TXT |  |  | 0 | ✓ | Common | Text | Show Tier 3 - 18 | if(TAG_PARA_STATE_3_BOOL, ELC_EQP_TAG_02_TXT, "")
19 | T3 | ELC_PNL_FED_FROM_PNL_TXT |  |  | 0 | ✓ | Common | Text | Show Tier 3 - 19 | if(TAG_PARA_STATE_3_BOOL, ELC_PNL_FED_FROM_PNL_TXT, "")
20 | T3 | ELC_SPARE_WAYS_NR |  |  | 0 | ✓ | Common | Text | Show Tier 3 - 20 | if(TAG_PARA_STATE_3_BOOL, ELC_SPARE_WAYS_NR, "")
21 | T3 | ELC_DIV_FCT_NR |  |  | 0 | ✓ | Common | Text | Show Tier 3 - 21 | if(TAG_PARA_STATE_3_BOOL, ELC_DIV_FCT_NR, "")
22 | T3 | ELC_IP_RATING_TXT |  |  | 0 | ✓ | Common | Text | Show Tier 3 - 22 | if(TAG_PARA_STATE_3_BOOL, ELC_IP_RATING_TXT, "")
23 | T3 | ASS_SERIAL_NR_TXT |  |  | 0 | ✓ | Common | Text | Show Tier 3 - 23 | if(TAG_PARA_STATE_3_BOOL, ASS_SERIAL_NR_TXT, "")
24 | T3 | ASS_CST_TOTAL_UGX_NR |  | UGX | 1 | ✓ | Common | Text | Show Tier 3 - 24 | if(TAG_PARA_STATE_3_BOOL, ASS_CST_TOTAL_UGX_NR, "")
25 | T3 | ASS_CRITICALITY_RATING_NR |  |  | 0 | ✓ | Common | Text | Show Tier 3 - 25 | if(TAG_PARA_STATE_3_BOOL, ASS_CRITICALITY_RATING_NR, "")
26 | T3 | ASS_EXPECTED_LIFE_YEARS_YRS |  |  | 0 | ✓ | Common | Text | Show Tier 3 - 26 | if(TAG_PARA_STATE_3_BOOL, ASS_EXPECTED_LIFE_YEARS_YRS, "")
27 | T3 | ELC_CBL_AMPACITY_A |  | A | 1 | ✓ | Common | Text | Show Tier 3 - 27 | if(TAG_PARA_STATE_3_BOOL, ELC_CBL_AMPACITY_A, "")
28 | T3 | ELC_CBL_LENGTH_M |  | m | 1 | ✓ | Common | Text | Show Tier 3 - 28 | if(TAG_PARA_STATE_3_BOOL, ELC_CBL_LENGTH_M, "")
29 | T3 | RGL_UMEME_APPROVAL_BOOL |  | A | 1 | ✓ | Common | Text | Show Tier 3 - 29 | if(TAG_PARA_STATE_3_BOOL, RGL_UMEME_APPROVAL_BOOL, "")
30 | T3 | RGL_NEMA_APPROVAL_REQ_BOOL |  | A | 1 | ✓ | Common | Text | Show Tier 3 - 30 | if(TAG_PARA_STATE_3_BOOL, RGL_NEMA_APPROVAL_REQ_BOOL, "")
31 | T2 | RGL_UMEME_APPROVAL_REQ_BOOL | UMEME: |  | 0 | ✓ | Common | Text | Show Tier 2 - 31 | if(TAG_PARA_STATE_2_BOOL, RGL_UMEME_APPROVAL_REQ_BOOL, "")
32 | T3 | RGL_UMEME_CERT_NR | Cert: |  | 0 |  | Common | Text | Show Tier 3 - 32 | if(TAG_PARA_STATE_3_BOOL, RGL_UMEME_CERT_NR, "")
33 | T3 | RGL_QA_COMMISSIONING_REQ_TXT | Comm: |  | 0 |  | Common | Text | Show Tier 3 - 33 | if(TAG_PARA_STATE_3_BOOL, RGL_QA_COMMISSIONING_REQ_TXT, "")
34 | T3 | CST_DELIVERY_LEAD_TIME_DAYS | ¦ Lead: | days | 0 | ✓ | Common | Text | Show Tier 3 - 34 | if(TAG_PARA_STATE_3_BOOL, CST_DELIVERY_LEAD_TIME_DAYS, "")
35 | T3 | CST_IMPORT_REQUIRED_BOOL | Import: |  | 0 |  | Common | Text | Show Tier 3 - 35 | if(TAG_PARA_STATE_3_BOOL, CST_IMPORT_REQUIRED_BOOL, "")
36 | T3 | CST_ENERGY_ANNUAL_UGX_NUM_NR | ¦ Energy: | UGX/yr | 0 | ✓ | Common | Text | Show Tier 3 - 36 | if(TAG_PARA_STATE_3_BOOL, CST_ENERGY_ANNUAL_UGX_NUM_NR, "")
⚠ WARNING PARAMETERS — add after all Tier rows (Break = ✓, Calculated Value gates visibility)
# | Sev | Warning Parameter Name | Threshold Condition | Standard | Dis. | Type | Name | Calculated Value Formula
1 | MEDIUM | WARN_ELC_VLT_DROP_PCT_ELECTRICAL_EQUI | Voltage drop > 5% | IEC 60364 / Uganda ES | Common | Text | ⚠ Warning: Voltage Drop | if(TAG_WARN_VISIBLE_BOOL, WARN_ELC_VLT_DROP_PCT_ELECTRICAL_EQUI, "")
Tag Family #19: STING - Electrical Fixture Tag
TAG7: ELC_TAG_7_PARA_CIRCUIT_TXT • Category: Electrical Fixtures
# | Tier | Parameter | Prefix | Suffix | Spc | Brk | Discipline | Type | Name | Formula
1 | T1 | ASS_TAG_1_TXT |  |  | 0 | ✓ | --- | --- | --- | Add directly
2 | T2 | ASS_TAG_2_TXT |  |  | 0 | ✓ | Common | Text | Show Tier 2 - 2 | if(TAG_PARA_STATE_2_BOOL, ASS_TAG_2_TXT, "")
3 | T2 | ELC_PWR_KW | Power: | kW | 0 |  | Common | Text | Show Tier 2 - 3 | if(TAG_PARA_STATE_2_BOOL, ELC_PWR_KW, "")
4 | T2 | ELC_VLT_PRIMARY_RATING_V | ¦ | V | 0 | ✓ | Common | Text | Show Tier 2 - 4 | if(TAG_PARA_STATE_2_BOOL, ELC_VLT_PRIMARY_RATING_V, "")
5 | T2 | ELC_CKT_NR | Ckt: |  | 0 |  | Common | Text | Show Tier 2 - 5 | if(TAG_PARA_STATE_2_BOOL, ELC_CKT_NR, "")
6 | T2 | ELC_PNL_DESIGNATION_NAME_TXT | ¦ |  | 0 | ✓ | Common | Text | Show Tier 2 - 6 | if(TAG_PARA_STATE_2_BOOL, ELC_PNL_DESIGNATION_NAME_TXT, "")
7 | T2 | MNT_HGT_MM | Ht: | mm | 0 | ✓ | Common | Text | Show Tier 2 - 7 | if(TAG_PARA_STATE_2_BOOL, MNT_HGT_MM, "")
8 | T2 | RGL_STD_TXT | Std: |  | 0 | ✓ | Common | Text | Show Tier 2 - 8 | if(TAG_PARA_STATE_2_BOOL, RGL_STD_TXT, "")
9 | T3 | ELC_TAG_7_PARA_CIRCUIT_TXT |  |  | 0 | ✓ | Common | Text | Show Tier 3 - 9 | if(TAG_PARA_STATE_3_BOOL, ELC_TAG_7_PARA_CIRCUIT_TXT, "")
⚠ WARNING PARAMETERS — add after all Tier rows (Break = ✓, Calculated Value gates visibility)
# | Sev | Warning Parameter Name | Threshold Condition | Standard | Dis. | Type | Name | Calculated Value Formula
1 | MEDIUM | WARN_ELC_VLT_DROP_PCT_ELECTRICAL_EQUI | Voltage drop > 5% | IEC 60364 / Uganda ES | Common | Text | ⚠ Warning: Voltage Drop | if(TAG_WARN_VISIBLE_BOOL, WARN_ELC_VLT_DROP_PCT_ELECTRICAL_EQUI, "")
Tag Family #20: STING - Lighting Device Tag
TAG7: ELC_TAG_7_PARA_CIRCUIT_TXT • Category: Lighting Devices
# | Tier | Parameter | Prefix | Suffix | Spc | Brk | Discipline | Type | Name | Formula
1 | T1 | ASS_TAG_1_TXT |  |  | 0 | ✓ | --- | --- | --- | Add directly
2 | T2 | ASS_TAG_2_TXT |  |  | 0 | ✓ | Common | Text | Show Tier 2 - 2 | if(TAG_PARA_STATE_2_BOOL, ASS_TAG_2_TXT, "")
3 | T2 | ELC_CKT_NR | Ckt: |  | 0 |  | Common | Text | Show Tier 2 - 3 | if(TAG_PARA_STATE_2_BOOL, ELC_CKT_NR, "")
4 | T2 | ELC_PNL_DESIGNATION_NAME_TXT | ¦ |  | 0 | ✓ | Common | Text | Show Tier 2 - 4 | if(TAG_PARA_STATE_2_BOOL, ELC_PNL_DESIGNATION_NAME_TXT, "")
5 | T2 | MNT_HGT_MM | Ht: | mm | 0 | ✓ | Common | Text | Show Tier 2 - 5 | if(TAG_PARA_STATE_2_BOOL, MNT_HGT_MM, "")
6 | T2 | RGL_STD_TXT | Std: |  | 0 | ✓ | Common | Text | Show Tier 2 - 6 | if(TAG_PARA_STATE_2_BOOL, RGL_STD_TXT, "")
7 | T3 | ELC_TAG_7_PARA_CIRCUIT_TXT |  |  | 0 | ✓ | Common | Text | Show Tier 3 - 7 | if(TAG_PARA_STATE_3_BOOL, ELC_TAG_7_PARA_CIRCUIT_TXT, "")
8 | T3 | LTG_CTRL_TYPE_TXT |  | °C | 0 | ✓ | Common | Text | Show Tier 3 - 8 | if(TAG_PARA_STATE_3_BOOL, LTG_CTRL_TYPE_TXT, "")
Tag Family #21: STING - Lighting Fixture Tag
TAG7: ELC_TAG_7_PARA_CIRCUIT_TXT • Category: Lighting Fixtures
# | Tier | Parameter | Prefix | Suffix | Spc | Brk | Discipline | Type | Name | Formula
1 | T1 | ASS_TAG_1_TXT |  |  | 0 | ✓ | --- | --- | --- | Add directly
2 | T1 | LTG_FIX_TYPE_CLASSIFICATION_TXT |  |  | 0 | ✓ | --- | --- | --- | Add directly
3 | T2 | ASS_TAG_2_TXT |  |  | 0 | ✓ | Common | Text | Show Tier 2 - 3 | if(TAG_PARA_STATE_2_BOOL, ASS_TAG_2_TXT, "")
4 | T2 | LTG_FIX_LMP_WATTAGE_W |  | W | 0 |  | Common | Text | Show Tier 2 - 4 | if(TAG_PARA_STATE_2_BOOL, LTG_FIX_LMP_WATTAGE_W, "")
5 | T2 | CST_FIX_LUMEN_OUTPUT_LM | ¦ | lm | 0 |  | Common | Text | Show Tier 2 - 5 | if(TAG_PARA_STATE_2_BOOL, CST_FIX_LUMEN_OUTPUT_LM, "")
6 | T2 | LTG_CLR_TEMP_K | ¦ | K | 0 | ✓ | Common | Text | Show Tier 2 - 6 | if(TAG_PARA_STATE_2_BOOL, LTG_CLR_TEMP_K, "")
7 | T2 | LTG_EFFICACY_LM_W | Eff: | lm/W | 0 |  | Common | Text | Show Tier 2 - 7 | if(TAG_PARA_STATE_2_BOOL, LTG_EFFICACY_LM_W, "")
8 | T2 | ELC_CKT_NR | ¦ Ckt: |  | 0 | ✓ | Common | Text | Show Tier 2 - 8 | if(TAG_PARA_STATE_2_BOOL, ELC_CKT_NR, "")
9 | T2 | ASS_MANUFACTURER_TXT | Mfr: |  | 0 |  | Common | Text | Show Tier 2 - 9 | if(TAG_PARA_STATE_2_BOOL, ASS_MANUFACTURER_TXT, "")
10 | T2 | ASS_MODEL_NR_TXT | ¦ |  | 0 | ✓ | Common | Text | Show Tier 2 - 10 | if(TAG_PARA_STATE_2_BOOL, ASS_MODEL_NR_TXT, "")
11 | T2 | MNT_HGT_MM | Ht: | mm | 0 | ✓ | Common | Text | Show Tier 2 - 11 | if(TAG_PARA_STATE_2_BOOL, MNT_HGT_MM, "")
12 | T2 | RGL_STD_TXT | Std: |  | 0 | ✓ | Common | Text | Show Tier 2 - 12 | if(TAG_PARA_STATE_2_BOOL, RGL_STD_TXT, "")
13 | T3 | ELC_TAG_7_PARA_CIRCUIT_TXT |  |  | 0 | ✓ | Common | Text | Show Tier 3 - 13 | if(TAG_PARA_STATE_3_BOOL, ELC_TAG_7_PARA_CIRCUIT_TXT, "")
14 | T3 | LTG_FIX_TAG_01_TXT |  |  | 0 | ✓ | Common | Text | Show Tier 3 - 14 | if(TAG_PARA_STATE_3_BOOL, LTG_FIX_TAG_01_TXT, "")
15 | T3 | LTG_FIX_TAG_02_TXT |  |  | 0 | ✓ | Common | Text | Show Tier 3 - 15 | if(TAG_PARA_STATE_3_BOOL, LTG_FIX_TAG_02_TXT, "")
16 | T3 | LTG_EMRG_TYPE_TXT |  |  | 0 | ✓ | Common | Text | Show Tier 3 - 16 | if(TAG_PARA_STATE_3_BOOL, LTG_EMRG_TYPE_TXT, "")
17 | T3 | LTG_CLR_RENDERING_INDEX_NR |  | °C | 0 | ✓ | Common | Text | Show Tier 3 - 17 | if(TAG_PARA_STATE_3_BOOL, LTG_CLR_RENDERING_INDEX_NR, "")
18 | T3 | LTG_CKT_NR_TXT |  | °C | 0 | ✓ | Common | Text | Show Tier 3 - 18 | if(TAG_PARA_STATE_3_BOOL, LTG_CKT_NR_TXT, "")
19 | T3 | LTG_CTRL_TYPE_TXT |  | °C | 0 | ✓ | Common | Text | Show Tier 3 - 19 | if(TAG_PARA_STATE_3_BOOL, LTG_CTRL_TYPE_TXT, "")
20 | T3 | LTG_DESIGN_ILLUMINANCE_LUX |  | lux | 1 | ✓ | Common | Text | Show Tier 3 - 20 | if(TAG_PARA_STATE_3_BOOL, LTG_DESIGN_ILLUMINANCE_LUX, "")
21 | T3 | ASS_EXPECTED_LIFE_YEARS_YRS |  |  | 0 | ✓ | Common | Text | Show Tier 3 - 21 | if(TAG_PARA_STATE_3_BOOL, ASS_EXPECTED_LIFE_YEARS_YRS, "")
22 | T3 | PER_SUST_ENERGY_RATING_TXT |  |  | 0 | ✓ | Common | Text | Show Tier 3 - 22 | if(TAG_PARA_STATE_3_BOOL, PER_SUST_ENERGY_RATING_TXT, "")
6G — LV / ICT
Tag Family #22: STING - Communication Device Tag
TAG7: COM_TAG_7_PARA_BMS_TXT • Category: Communication Devices
# | Tier | Parameter | Prefix | Suffix | Spc | Brk | Discipline | Type | Name | Formula
1 | T1 | ASS_TAG_1_TXT |  |  | 0 | ✓ | --- | --- | --- | Add directly
2 | T2 | ASS_TAG_2_TXT |  |  | 0 | ✓ | Common | Text | Show Tier 2 - 2 | if(TAG_PARA_STATE_2_BOOL, ASS_TAG_2_TXT, "")
3 | T2 | COM_C_PROTOCOL_TXT |  |  | 0 |  | Common | Text | Show Tier 2 - 3 | if(TAG_PARA_STATE_2_BOOL, COM_C_PROTOCOL_TXT, "")
4 | T2 | COM_C_NETWORK_ADDRESS_TXT | ¦ |  | 0 | ✓ | Common | Text | Show Tier 2 - 4 | if(TAG_PARA_STATE_2_BOOL, COM_C_NETWORK_ADDRESS_TXT, "")
5 | T2 | MNT_HGT_MM | Ht: | mm | 0 | ✓ | Common | Text | Show Tier 2 - 5 | if(TAG_PARA_STATE_2_BOOL, MNT_HGT_MM, "")
6 | T2 | RGL_STD_TXT | Std: |  | 0 | ✓ | Common | Text | Show Tier 2 - 6 | if(TAG_PARA_STATE_2_BOOL, RGL_STD_TXT, "")
7 | T3 | COM_TAG_7_PARA_BMS_TXT |  |  | 0 | ✓ | Common | Text | Show Tier 3 - 7 | if(TAG_PARA_STATE_3_BOOL, COM_TAG_7_PARA_BMS_TXT, "")
8 | T3 | COM_DEV_TAG_01_TXT |  |  | 0 | ✓ | Common | Text | Show Tier 3 - 8 | if(TAG_PARA_STATE_3_BOOL, COM_DEV_TAG_01_TXT, "")
9 | T3 | COM_C_DEV_TYPE_TXT |  | °C | 0 | ✓ | Common | Text | Show Tier 3 - 9 | if(TAG_PARA_STATE_3_BOOL, COM_C_DEV_TYPE_TXT, "")
10 | T3 | COM_C_MEASUREMENT_RANGE_TXT |  | °C | 0 | ✓ | Common | Text | Show Tier 3 - 10 | if(TAG_PARA_STATE_3_BOOL, COM_C_MEASUREMENT_RANGE_TXT, "")
11 | T3 | COM_C_PWR_SUPPLY_V |  | V | 1 | ✓ | Common | Text | Show Tier 3 - 11 | if(TAG_PARA_STATE_3_BOOL, COM_C_PWR_SUPPLY_V, "")
12 | T3 | COM_BMS_RANGE_TXT |  |  | 0 | ✓ | Common | Text | Show Tier 3 - 12 | if(TAG_PARA_STATE_3_BOOL, COM_BMS_RANGE_TXT, "")
13 | T3 | COM_C_DEV_BACNET_INSTANCE_INT |  | °C | 0 | ✓ | Common | Text | Show Tier 3 - 13 | if(TAG_PARA_STATE_3_BOOL, COM_C_DEV_BACNET_INSTANCE_INT, "")
14 | T3 | COM_C_DEV_CONTROLLER_NAME_TXT |  | °C | 0 | ✓ | Common | Text | Show Tier 3 - 14 | if(TAG_PARA_STATE_3_BOOL, COM_C_DEV_CONTROLLER_NAME_TXT, "")
Tag Family #23: STING - Data Device Tag
TAG7: ICT_TAG_7_PARA_DATA_TXT • Category: Data Devices
# | Tier | Parameter | Prefix | Suffix | Spc | Brk | Discipline | Type | Name | Formula
1 | T1 | ASS_TAG_1_TXT |  |  | 0 | ✓ | --- | --- | --- | Add directly
2 | T2 | ASS_TAG_2_TXT |  |  | 0 | ✓ | Common | Text | Show Tier 2 - 2 | if(TAG_PARA_STATE_2_BOOL, ASS_TAG_2_TXT, "")
3 | T2 | ICT_OUTLET_TYPE_TXT |  |  | 0 | ✓ | Common | Text | Show Tier 2 - 3 | if(TAG_PARA_STATE_2_BOOL, ICT_OUTLET_TYPE_TXT, "")
4 | T2 | MNT_HGT_MM | Ht: | mm | 0 | ✓ | Common | Text | Show Tier 2 - 4 | if(TAG_PARA_STATE_2_BOOL, MNT_HGT_MM, "")
5 | T2 | RGL_STD_TXT | Std: |  | 0 | ✓ | Common | Text | Show Tier 2 - 5 | if(TAG_PARA_STATE_2_BOOL, RGL_STD_TXT, "")
6 | T3 | ICT_TAG_7_PARA_DATA_TXT |  |  | 0 | ✓ | Common | Text | Show Tier 3 - 6 | if(TAG_PARA_STATE_3_BOOL, ICT_TAG_7_PARA_DATA_TXT, "")
7 | T3 | ICT_DEV_TAG_01_TXT |  |  | 0 | ✓ | Common | Text | Show Tier 3 - 7 | if(TAG_PARA_STATE_3_BOOL, ICT_DEV_TAG_01_TXT, "")
Tag Family #24: STING - Nurse Call Device Tag
TAG7: NCL_TAG_7_PARA_NURSECALL_TXT • Category: Nurse Call Devices
# | Tier | Parameter | Prefix | Suffix | Spc | Brk | Discipline | Type | Name | Formula
1 | T1 | ASS_TAG_1_TXT |  |  | 0 | ✓ | --- | --- | --- | Add directly
2 | T2 | ASS_TAG_2_TXT |  |  | 0 | ✓ | Common | Text | Show Tier 2 - 2 | if(TAG_PARA_STATE_2_BOOL, ASS_TAG_2_TXT, "")
3 | T2 | NCL_ZONE_TXT | Zone: |  | 0 | ✓ | Common | Text | Show Tier 2 - 3 | if(TAG_PARA_STATE_2_BOOL, NCL_ZONE_TXT, "")
4 | T2 | MNT_HGT_MM | Ht: | mm | 0 | ✓ | Common | Text | Show Tier 2 - 4 | if(TAG_PARA_STATE_2_BOOL, MNT_HGT_MM, "")
5 | T2 | RGL_STD_TXT | Std: |  | 0 | ✓ | Common | Text | Show Tier 2 - 5 | if(TAG_PARA_STATE_2_BOOL, RGL_STD_TXT, "")
6 | T3 | NCL_TAG_7_PARA_NURSECALL_TXT |  |  | 0 | ✓ | Common | Text | Show Tier 3 - 6 | if(TAG_PARA_STATE_3_BOOL, NCL_TAG_7_PARA_NURSECALL_TXT, "")
Tag Family #25: STING - Security Device Tag
TAG7: SEC_TAG_7_PARA_SECURITY_TXT • Category: Security Devices
# | Tier | Parameter | Prefix | Suffix | Spc | Brk | Discipline | Type | Name | Formula
1 | T1 | ASS_TAG_1_TXT |  |  | 0 | ✓ | --- | --- | --- | Add directly
2 | T2 | ASS_TAG_2_TXT |  |  | 0 | ✓ | Common | Text | Show Tier 2 - 2 | if(TAG_PARA_STATE_2_BOOL, ASS_TAG_2_TXT, "")
3 | T2 | SEC_DEV_ZONE_TXT | Zone: |  | 0 |  | Common | Text | Show Tier 2 - 3 | if(TAG_PARA_STATE_2_BOOL, SEC_DEV_ZONE_TXT, "")
4 | T2 | ASS_DESCRIPTION_TXT | ¦ |  | 0 | ✓ | Common | Text | Show Tier 2 - 4 | if(TAG_PARA_STATE_2_BOOL, ASS_DESCRIPTION_TXT, "")
5 | T2 | MNT_HGT_MM | Ht: | mm | 0 | ✓ | Common | Text | Show Tier 2 - 5 | if(TAG_PARA_STATE_2_BOOL, MNT_HGT_MM, "")
6 | T2 | RGL_STD_TXT | Std: |  | 0 | ✓ | Common | Text | Show Tier 2 - 6 | if(TAG_PARA_STATE_2_BOOL, RGL_STD_TXT, "")
7 | T3 | SEC_TAG_7_PARA_SECURITY_TXT |  |  | 0 | ✓ | Common | Text | Show Tier 3 - 7 | if(TAG_PARA_STATE_3_BOOL, SEC_TAG_7_PARA_SECURITY_TXT, "")
Tag Family #26: STING - Telephone Devices Tag
TAG7: ICT_TAG_7_PARA_TEL_TXT • Category: Telephone Devices
# | Tier | Parameter | Prefix | Suffix | Spc | Brk | Discipline | Type | Name | Formula
1 | T1 | ASS_TAG_1_TXT |  |  | 0 | ✓ | --- | --- | --- | Add directly
2 | T2 | ASS_TAG_2_TXT |  |  | 0 | ✓ | Common | Text | Show Tier 2 - 2 | if(TAG_PARA_STATE_2_BOOL, ASS_TAG_2_TXT, "")
3 | T2 | ICT_OUTLET_TYPE_TXT |  |  | 0 | ✓ | Common | Text | Show Tier 2 - 3 | if(TAG_PARA_STATE_2_BOOL, ICT_OUTLET_TYPE_TXT, "")
4 | T2 | ICT_PORT_NR_TXT | Port: |  | 0 |  | Common | Text | Show Tier 2 - 4 | if(TAG_PARA_STATE_2_BOOL, ICT_PORT_NR_TXT, "")
5 | T2 | ICT_PATCH_PANEL_TXT | ¦ PP: |  | 0 | ✓ | Common | Text | Show Tier 2 - 5 | if(TAG_PARA_STATE_2_BOOL, ICT_PATCH_PANEL_TXT, "")
6 | T2 | MNT_HGT_MM | Ht: | mm | 0 | ✓ | Common | Text | Show Tier 2 - 6 | if(TAG_PARA_STATE_2_BOOL, MNT_HGT_MM, "")
7 | T2 | RGL_STD_TXT | Std: |  | 0 | ✓ | Common | Text | Show Tier 2 - 7 | if(TAG_PARA_STATE_2_BOOL, RGL_STD_TXT, "")
8 | T3 | ICT_TAG_7_PARA_TEL_TXT |  |  | 0 | ✓ | Common | Text | Show Tier 3 - 8 | if(TAG_PARA_STATE_3_BOOL, ICT_TAG_7_PARA_TEL_TXT, "")
9 | T3 | ICT_TEL_OUTLET_QTY_NR |  |  | 0 | ✓ | Common | Text | Show Tier 3 - 9 | if(TAG_PARA_STATE_3_BOOL, ICT_TEL_OUTLET_QTY_NR, "")
10 | T3 | ICT_TEL_PORT_TYPE_TXT |  |  | 0 | ✓ | Common | Text | Show Tier 3 - 10 | if(TAG_PARA_STATE_3_BOOL, ICT_TEL_PORT_TYPE_TXT, "")
6H — General
Tag Family #27: STING - Generic Model Tag
TAG7: ASS_TAG_7_PARA_EQUIPMENT_TXT • Category: Generic Models
# | Tier | Parameter | Prefix | Suffix | Spc | Brk | Discipline | Type | Name | Formula
1 | T1 | ASS_TAG_1_TXT |  |  | 0 | ✓ | --- | --- | --- | Add directly
2 | T2 | ASS_TAG_2_TXT |  |  | 0 | ✓ | Common | Text | Show Tier 2 - 2 | if(TAG_PARA_STATE_2_BOOL, ASS_TAG_2_TXT, "")
3 | T2 | ASS_DESCRIPTION_TXT |  |  | 0 | ✓ | Common | Text | Show Tier 2 - 3 | if(TAG_PARA_STATE_2_BOOL, ASS_DESCRIPTION_TXT, "")
4 | T2 | ASS_MANUFACTURER_TXT | Mfr: |  | 0 |  | Common | Text | Show Tier 2 - 4 | if(TAG_PARA_STATE_2_BOOL, ASS_MANUFACTURER_TXT, "")
5 | T2 | ASS_MODEL_NR_TXT | ¦ |  | 0 | ✓ | Common | Text | Show Tier 2 - 5 | if(TAG_PARA_STATE_2_BOOL, ASS_MODEL_NR_TXT, "")
6 | T2 | MNT_HGT_MM | Ht: | mm | 0 | ✓ | Common | Text | Show Tier 2 - 6 | if(TAG_PARA_STATE_2_BOOL, MNT_HGT_MM, "")
7 | T2 | RGL_STD_TXT | Std: |  | 0 | ✓ | Common | Text | Show Tier 2 - 7 | if(TAG_PARA_STATE_2_BOOL, RGL_STD_TXT, "")
8 | T3 | ASS_TAG_7_PARA_EQUIPMENT_TXT |  |  | 0 | ✓ | Common | Text | Show Tier 3 - 8 | if(TAG_PARA_STATE_3_BOOL, ASS_TAG_7_PARA_EQUIPMENT_TXT, "")
9 | T3 | ASS_CAT_TXT |  | °C | 0 | ✓ | Common | Text | Show Tier 3 - 9 | if(TAG_PARA_STATE_3_BOOL, ASS_CAT_TXT, "")
10 | T3 | ASS_SERIAL_NR_TXT |  |  | 0 | ✓ | Common | Text | Show Tier 3 - 10 | if(TAG_PARA_STATE_3_BOOL, ASS_SERIAL_NR_TXT, "")
11 | T3 | ASS_CST_QUANTITY_NR |  |  | 0 | ✓ | Common | Text | Show Tier 3 - 11 | if(TAG_PARA_STATE_3_BOOL, ASS_CST_QUANTITY_NR, "")
12 | T3 | ASS_CST_UNIT_PRICE_UGX_NR |  | UGX | 1 | ✓ | Common | Text | Show Tier 3 - 12 | if(TAG_PARA_STATE_3_BOOL, ASS_CST_UNIT_PRICE_UGX_NR, "")
13 | T3 | ASS_EXPECTED_LIFE_YEARS_YRS |  |  | 0 | ✓ | Common | Text | Show Tier 3 - 13 | if(TAG_PARA_STATE_3_BOOL, ASS_EXPECTED_LIFE_YEARS_YRS, "")
14 | T3 | CST_LOCAL_MAT_BOOL | Local: |  | 0 | ✓ | Common | Text | Show Tier 3 - 14 | if(TAG_PARA_STATE_3_BOOL, CST_LOCAL_MAT_BOOL, "")
15 | T3 | CST_IMPORT_REQUIRED_BOOL | Import: |  | 0 |  | Common | Text | Show Tier 3 - 15 | if(TAG_PARA_STATE_3_BOOL, CST_IMPORT_REQUIRED_BOOL, "")
16 | T3 | PER_SUST_EPD_REF_TXT | ¦ EPD: |  | 0 | ✓ | Common | Text | Show Tier 3 - 16 | if(TAG_PARA_STATE_3_BOOL, PER_SUST_EPD_REF_TXT, "")
17 | T3 | RGL_QA_STD_COMPLY_TXT | Standard: |  | 0 |  | Common | Text | Show Tier 3 - 17 | if(TAG_PARA_STATE_3_BOOL, RGL_QA_STD_COMPLY_TXT, "")
Tag Family #28: STING - Specialty Equipment Tag
TAG7: ASS_TAG_7_PARA_EQUIPMENT_TXT • Category: Specialty Equipment
# | Tier | Parameter | Prefix | Suffix | Spc | Brk | Discipline | Type | Name | Formula
1 | T1 | ASS_TAG_1_TXT |  |  | 0 | ✓ | --- | --- | --- | Add directly
2 | T2 | ASS_TAG_2_TXT |  |  | 0 | ✓ | Common | Text | Show Tier 2 - 2 | if(TAG_PARA_STATE_2_BOOL, ASS_TAG_2_TXT, "")
3 | T2 | ASS_DESCRIPTION_TXT |  |  | 0 | ✓ | Common | Text | Show Tier 2 - 3 | if(TAG_PARA_STATE_2_BOOL, ASS_DESCRIPTION_TXT, "")
4 | T2 | ASS_MANUFACTURER_TXT | Mfr: |  | 0 |  | Common | Text | Show Tier 2 - 4 | if(TAG_PARA_STATE_2_BOOL, ASS_MANUFACTURER_TXT, "")
5 | T2 | ASS_MODEL_NR_TXT | ¦ |  | 0 | ✓ | Common | Text | Show Tier 2 - 5 | if(TAG_PARA_STATE_2_BOOL, ASS_MODEL_NR_TXT, "")
6 | T2 | MNT_HGT_MM | Ht: | mm | 0 | ✓ | Common | Text | Show Tier 2 - 6 | if(TAG_PARA_STATE_2_BOOL, MNT_HGT_MM, "")
7 | T2 | RGL_STD_TXT | Std: |  | 0 | ✓ | Common | Text | Show Tier 2 - 7 | if(TAG_PARA_STATE_2_BOOL, RGL_STD_TXT, "")
8 | T3 | ASS_TAG_7_PARA_EQUIPMENT_TXT |  |  | 0 | ✓ | Common | Text | Show Tier 3 - 8 | if(TAG_PARA_STATE_3_BOOL, ASS_TAG_7_PARA_EQUIPMENT_TXT, "")
9 | T3 | ASS_SERIAL_NR_TXT |  |  | 0 | ✓ | Common | Text | Show Tier 3 - 9 | if(TAG_PARA_STATE_3_BOOL, ASS_SERIAL_NR_TXT, "")
10 | T3 | ASS_STATUS_TXT |  |  | 0 | ✓ | Common | Text | Show Tier 3 - 10 | if(TAG_PARA_STATE_3_BOOL, ASS_STATUS_TXT, "")
11 | T3 | ASS_SYSTEM_TYPE_TXT |  |  | 0 | ✓ | Common | Text | Show Tier 3 - 11 | if(TAG_PARA_STATE_3_BOOL, ASS_SYSTEM_TYPE_TXT, "")
12 | T3 | ASS_CAT_TXT |  | °C | 0 | ✓ | Common | Text | Show Tier 3 - 12 | if(TAG_PARA_STATE_3_BOOL, ASS_CAT_TXT, "")
13 | T3 | ASS_ID_TXT |  |  | 0 | ✓ | Common | Text | Show Tier 3 - 13 | if(TAG_PARA_STATE_3_BOOL, ASS_ID_TXT, "")
14 | T3 | ASS_CST_TOTAL_UGX_NR |  | UGX | 1 | ✓ | Common | Text | Show Tier 3 - 14 | if(TAG_PARA_STATE_3_BOOL, ASS_CST_TOTAL_UGX_NR, "")
15 | T3 | ASS_CRITICALITY_RATING_NR |  |  | 0 | ✓ | Common | Text | Show Tier 3 - 15 | if(TAG_PARA_STATE_3_BOOL, ASS_CRITICALITY_RATING_NR, "")
16 | T3 | ASS_MAINTENANCE_FREQUENCY_MONTHS |  | m | 1 | ✓ | Common | Text | Show Tier 3 - 16 | if(TAG_PARA_STATE_3_BOOL, ASS_MAINTENANCE_FREQUENCY_MONTHS, "")
17 | T3 | RGL_QA_APVD_VENDOR_TXT |  | A | 1 | ✓ | Common | Text | Show Tier 3 - 17 | if(TAG_PARA_STATE_3_BOOL, RGL_QA_APVD_VENDOR_TXT, "")
18 | T3 | RGL_QA_TST_REPORT_REF_TXT |  |  | 0 | ✓ | Common | Text | Show Tier 3 - 18 | if(TAG_PARA_STATE_3_BOOL, RGL_QA_TST_REPORT_REF_TXT, "")
19 | T3 | CST_DELIVERY_LEAD_TIME_DAYS | Lead: | days | 0 | ✓ | Common | Text | Show Tier 3 - 19 | if(TAG_PARA_STATE_3_BOOL, CST_DELIVERY_LEAD_TIME_DAYS, "")
20 | T3 | CST_IMPORT_REQUIRED_BOOL | Import: |  | 0 |  | Common | Text | Show Tier 3 - 20 | if(TAG_PARA_STATE_3_BOOL, CST_IMPORT_REQUIRED_BOOL, "")
21 | T3 | CST_SPECIAL_EQUIPMENT_TXT | ¦ Special: |  | 0 | ✓ | Common | Text | Show Tier 3 - 21 | if(TAG_PARA_STATE_3_BOOL, CST_SPECIAL_EQUIPMENT_TXT, "")
22 | T3 | RGL_QA_COMMISSIONING_REQ_TXT | Comm: |  | 0 |  | Common | Text | Show Tier 3 - 22 | if(TAG_PARA_STATE_3_BOOL, RGL_QA_COMMISSIONING_REQ_TXT, "")
6D — MEP
Tag Family #29: STING - Duct Insulation Tag
TAG7: HVC_TAG_7_PARA_DUCT_INSULATION_TXT • Category: Duct Insulation
# | Tier | Parameter | Prefix | Suffix | Spc | Brk | Discipline | Type | Name | Formula
1 | T1 | ASS_TAG_1_TXT |  |  | 0 | ✓ | --- | --- | --- | Add directly
2 | T1 | INS_THICKNESS_MM |  | mm | 1 | ✓ | --- | --- | --- | Add directly
3 | T2 | ASS_TAG_2_TXT |  |  | 0 | ✓ | Common | Text | Show Tier 2 - 3 | if(TAG_PARA_STATE_2_BOOL, ASS_TAG_2_TXT, "")
4 | T2 | INS_MATERIAL_TXT |  |  | 0 | ✓ | Common | Text | Show Tier 2 - 4 | if(TAG_PARA_STATE_2_BOOL, INS_MATERIAL_TXT, "")
⚠ WARNING PARAMETERS — add after all Tier rows (Break = ✓, Calculated Value gates visibility)
# | Sev | Warning Parameter Name | Threshold Condition | Standard | Dis. | Type | Name | Calculated Value Formula
1 | MEDIUM | WARN_INS_THICKNESS_MM | Thickness < required minimum | ASHRAE 90.1 | Common | Text | ⚠ Warning: Insulation Below Minimum | if(TAG_WARN_VISIBLE_BOOL, WARN_INS_THICKNESS_MM, "")
Tag Family #30: STING - Duct Lining Tag
TAG7: HVC_TAG_7_PARA_DUCT_LINING_TXT • Category: Duct Lining
# | Tier | Parameter | Prefix | Suffix | Spc | Brk | Discipline | Type | Name | Formula
1 | T1 | ASS_TAG_1_TXT |  |  | 0 | ✓ | --- | --- | --- | Add directly
2 | T1 | INS_THICKNESS_MM |  | mm | 1 | ✓ | --- | --- | --- | Add directly
3 | T2 | ASS_TAG_2_TXT |  |  | 0 | ✓ | Common | Text | Show Tier 2 - 3 | if(TAG_PARA_STATE_2_BOOL, ASS_TAG_2_TXT, "")
Tag Family #31: STING - Pipe Insulation Tag
TAG7: PLM_TAG_7_PARA_PIPE_INSULATION_TXT • Category: Pipe Insulation
# | Tier | Parameter | Prefix | Suffix | Spc | Brk | Discipline | Type | Name | Formula
1 | T1 | ASS_TAG_1_TXT |  |  | 0 | ✓ | --- | --- | --- | Add directly
2 | T1 | INS_THICKNESS_MM |  | mm | 1 | ✓ | --- | --- | --- | Add directly
3 | T2 | ASS_TAG_2_TXT |  |  | 0 | ✓ | Common | Text | Show Tier 2 - 3 | if(TAG_PARA_STATE_2_BOOL, ASS_TAG_2_TXT, "")
4 | T2 | INS_MATERIAL_TXT |  |  | 0 | ✓ | Common | Text | Show Tier 2 - 4 | if(TAG_PARA_STATE_2_BOOL, INS_MATERIAL_TXT, "")
Tag Family #32: STING - Plumbing Equipment Tag
TAG7: PLM_TAG_7_PARA_PLM_EQUIP_TXT • Category: Plumbing Equipment
# | Tier | Parameter | Prefix | Suffix | Spc | Brk | Discipline | Type | Name | Formula
1 | T1 | ASS_TAG_1_TXT |  |  | 0 | ✓ | --- | --- | --- | Add directly
2 | T2 | ASS_TAG_2_TXT |  |  | 0 | ✓ | Common | Text | Show Tier 2 - 2 | if(TAG_PARA_STATE_2_BOOL, ASS_TAG_2_TXT, "")
3 | T2 | PLM_EQP_CAPACITY_L | Cap: | L | 0 | ✓ | Common | Text | Show Tier 2 - 3 | if(TAG_PARA_STATE_2_BOOL, PLM_EQP_CAPACITY_L, "")
4 | T3 | PLM_EQP_PRESSURE_KPA | P: | kPa | 0 | ✓ | Common | Text | Show Tier 3 - 4 | if(TAG_PARA_STATE_3_BOOL, PLM_EQP_PRESSURE_KPA, "")
5 | T3 | PLM_HOTWTR_STORAGE_CAP_GAL_NR |  | °C | 0 | ✓ | Common | Text | Show Tier 3 - 5 | if(TAG_PARA_STATE_3_BOOL, PLM_HOTWTR_STORAGE_CAP_GAL_NR, "")
6 | T3 | PLM_HOTWTR_INPUT_PWR_KW |  | kW | 1 | ✓ | Common | Text | Show Tier 3 - 6 | if(TAG_PARA_STATE_3_BOOL, PLM_HOTWTR_INPUT_PWR_KW, "")
7 | T3 | PLM_HOTWTR_TEMP_C |  | °C | 0 | ✓ | Common | Text | Show Tier 3 - 7 | if(TAG_PARA_STATE_3_BOOL, PLM_HOTWTR_TEMP_C, "")
8 | T3 | PLM_CAP_CU_M |  | m³ | 1 | ✓ | Common | Text | Show Tier 3 - 8 | if(TAG_PARA_STATE_3_BOOL, PLM_CAP_CU_M, "")
9 | T3 | PLM_HED_M |  | m | 1 | ✓ | Common | Text | Show Tier 3 - 9 | if(TAG_PARA_STATE_3_BOOL, PLM_HED_M, "")
10 | T3 | PLM_PWR_KW |  | kW | 1 | ✓ | Common | Text | Show Tier 3 - 10 | if(TAG_PARA_STATE_3_BOOL, PLM_PWR_KW, "")
11 | T3 | ASS_SERIAL_NR_TXT |  |  | 0 | ✓ | Common | Text | Show Tier 3 - 11 | if(TAG_PARA_STATE_3_BOOL, ASS_SERIAL_NR_TXT, "")
12 | T3 | ASS_CST_TOTAL_UGX_NR |  | UGX | 1 | ✓ | Common | Text | Show Tier 3 - 12 | if(TAG_PARA_STATE_3_BOOL, ASS_CST_TOTAL_UGX_NR, "")
13 | T3 | ASS_CRITICALITY_RATING_NR |  |  | 0 | ✓ | Common | Text | Show Tier 3 - 13 | if(TAG_PARA_STATE_3_BOOL, ASS_CRITICALITY_RATING_NR, "")
14 | T3 | ASS_MAINTENANCE_FREQUENCY_MONTHS |  | m | 1 | ✓ | Common | Text | Show Tier 3 - 14 | if(TAG_PARA_STATE_3_BOOL, ASS_MAINTENANCE_FREQUENCY_MONTHS, "")
15 | T3 | RGL_NWSC_APPROVAL_BOOL |  | A | 1 | ✓ | Common | Text | Show Tier 3 - 15 | if(TAG_PARA_STATE_3_BOOL, RGL_NWSC_APPROVAL_BOOL, "")
16 | T3 | RGL_QA_APVD_VENDOR_TXT |  | A | 1 | ✓ | Common | Text | Show Tier 3 - 16 | if(TAG_PARA_STATE_3_BOOL, RGL_QA_APVD_VENDOR_TXT, "")
⚠ WARNING PARAMETERS — add after all Tier rows (Break = ✓, Calculated Value gates visibility)
# | Sev | Warning Parameter Name | Threshold Condition | Standard | Dis. | Type | Name | Calculated Value Formula
1 | CRITICAL | WARN_PLM_EQP_PRESSURE_KPA | Pressure exceeds rating | BS EN 806 | Common | Text | ⚠ Warning: Plumbing Pressure Exceeded | if(TAG_WARN_VISIBLE_BOOL, WARN_PLM_EQP_PRESSURE_KPA, "")
Tag Family #33: STING - Mechanical Control Devices Tag
TAG7: HVC_TAG_7_PARA_MECH_CTRL_DEV_TXT • Category: Mechanical Control Devices
# | Tier | Parameter | Prefix | Suffix | Spc | Brk | Discipline | Type | Name | Formula
1 | T1 | ASS_TAG_1_TXT |  |  | 0 | ✓ | --- | --- | --- | Add directly
2 | T1 | MEC_CTRL_FUNCTION_TXT |  |  | 0 | ✓ | --- | --- | --- | Add directly
3 | T2 | ASS_TAG_2_TXT |  |  | 0 | ✓ | Common | Text | Show Tier 2 - 3 | if(TAG_PARA_STATE_2_BOOL, ASS_TAG_2_TXT, "")
4 | T2 | MEC_CTRL_SIGNAL_TXT | Signal: |  | 0 | ✓ | Common | Text | Show Tier 2 - 4 | if(TAG_PARA_STATE_2_BOOL, MEC_CTRL_SIGNAL_TXT, "")
Tag Family #34: STING - Mechanical Equipment Sets Tag
TAG7: HVC_TAG_7_PARA_MECH_EQUIP_SETS_TXT • Category: Mechanical Equipment Sets
# | Tier | Parameter | Prefix | Suffix | Spc | Brk | Discipline | Type | Name | Formula
1 | T1 | ASS_TAG_1_TXT |  |  | 0 | ✓ | --- | --- | --- | Add directly
2 | T2 | ASS_TAG_2_TXT |  |  | 0 | ✓ | Common | Text | Show Tier 2 - 2 | if(TAG_PARA_STATE_2_BOOL, ASS_TAG_2_TXT, "")
3 | T3 | MEC_SET_CAPACITY_KW | Capacity: | kW | 0 | ✓ | Common | Text | Show Tier 3 - 3 | if(TAG_PARA_STATE_3_BOOL, MEC_SET_CAPACITY_KW, "")
Tag Family #35: STING - Electrical Connectors Tag
TAG7: ELC_TAG_7_PARA_ELC_CONNECTORS_TXT • Category: Electrical Connectors
# | Tier | Parameter | Prefix | Suffix | Spc | Brk | Discipline | Type | Name | Formula
1 | T1 | ASS_TAG_1_TXT |  |  | 0 | ✓ | --- | --- | --- | Add directly
2 | T1 | ELC_CONN_TYPE_TXT |  |  | 0 | ✓ | --- | --- | --- | Add directly
3 | T2 | ASS_TAG_2_TXT |  |  | 0 | ✓ | Common | Text | Show Tier 2 - 3 | if(TAG_PARA_STATE_2_BOOL, ASS_TAG_2_TXT, "")
4 | T2 | ELC_CONN_RATING_A |  | A | 1 | ✓ | Common | Text | Show Tier 2 - 4 | if(TAG_PARA_STATE_2_BOOL, ELC_CONN_RATING_A, "")
Tag Family #36: STING - Fire Protection Tag
TAG7: FLS_TAG_7_PARA_FIRE_PROT_TXT • Category: Fire Protection
# | Tier | Parameter | Prefix | Suffix | Spc | Brk | Discipline | Type | Name | Formula
1 | T1 | ASS_TAG_1_TXT |  |  | 0 | ✓ | --- | --- | --- | Add directly
2 | T1 | FLS_PROT_FLS_RESISTANCE_RATING_MINUTES_MIN |  | min | 1 | ✓ | --- | --- | --- | Add directly
3 | T2 | ASS_TAG_2_TXT |  |  | 0 | ✓ | Common | Text | Show Tier 2 - 3 | if(TAG_PARA_STATE_2_BOOL, ASS_TAG_2_TXT, "")
4 | T2 | FLS_PROT_PRODUCT_TXT |  |  | 0 | ✓ | Common | Text | Show Tier 2 - 4 | if(TAG_PARA_STATE_2_BOOL, FLS_PROT_PRODUCT_TXT, "")
5 | T3 | FLS_PROT_CORROSION_PROT_LVL_NR |  | °C | 0 | ✓ | Common | Text | Show Tier 3 - 5 | if(TAG_PARA_STATE_3_BOOL, FLS_PROT_CORROSION_PROT_LVL_NR, "")
6 | T3 | FLS_PROT_FLS_ESCAPE_STAIR_TXT |  |  | 0 | ✓ | Common | Text | Show Tier 3 - 6 | if(TAG_PARA_STATE_3_BOOL, FLS_PROT_FLS_ESCAPE_STAIR_TXT, "")
7 | T3 | FLS_EXIT_TRAVEL_DIST_M |  | m | 1 | ✓ | Common | Text | Show Tier 3 - 7 | if(TAG_PARA_STATE_3_BOOL, FLS_EXIT_TRAVEL_DIST_M, "")
8 | T3 | FLS_EVACUATION_TIME_MIN |  | m | 1 | ✓ | Common | Text | Show Tier 3 - 8 | if(TAG_PARA_STATE_3_BOOL, FLS_EVACUATION_TIME_MIN, "")
9 | T3 | FLS_PROT_FLS_RESISTANCE_MINUTES_CALC |  | m | 1 | ✓ | Common | Text | Show Tier 3 - 9 | if(TAG_PARA_STATE_3_BOOL, FLS_PROT_FLS_RESISTANCE_MINUTES_CALC, "")
10 | T3 | RGL_OCCUPANCY_CERT_REQ_BOOL |  |  | 0 | ✓ | Common | Text | Show Tier 3 - 10 | if(TAG_PARA_STATE_3_BOOL, RGL_OCCUPANCY_CERT_REQ_BOOL, "")
⚠ WARNING PARAMETERS — add after all Tier rows (Break = ✓, Calculated Value gates visibility)
# | Sev | Warning Parameter Name | Threshold Condition | Standard | Dis. | Type | Name | Calculated Value Formula
1 | CRITICAL | WARN_FLS_PROT_COVERAGE | Coverage gap detected | BS 9999 | Common | Text | ⚠ Warning: Fire Protection Coverage Gap | if(TAG_WARN_VISIBLE_BOOL, WARN_FLS_PROT_COVERAGE, "")
Tag Family #37: STING - MEP Fabrication Containment Tag
TAG7: ELC_TAG_7_PARA_FAB_CONTAINMENT_TXT • Category: MEP Fabrication Containment
# | Tier | Parameter | Prefix | Suffix | Spc | Brk | Discipline | Type | Name | Formula
1 | T1 | ASS_TAG_1_TXT |  |  | 0 | ✓ | --- | --- | --- | Add directly
2 | T1 | FAB_CONTAINMENT_W_MM |  | × | 0 |  | --- | --- | --- | Add directly
3 | T1 | FAB_CONTAINMENT_D_MM |  | mm | 0 | ✓ | --- | --- | --- | Add directly
4 | T2 | ASS_TAG_2_TXT |  |  | 0 | ✓ | Common | Text | Show Tier 2 - 4 | if(TAG_PARA_STATE_2_BOOL, ASS_TAG_2_TXT, "")
Tag Family #38: STING - MEP Fabrication Ductwork Tag
TAG7: HVC_TAG_7_PARA_FAB_DUCTWORK_TXT • Category: MEP Fabrication Ductwork
# | Tier | Parameter | Prefix | Suffix | Spc | Brk | Discipline | Type | Name | Formula
1 | T1 | ASS_TAG_1_TXT |  |  | 0 | ✓ | --- | --- | --- | Add directly
2 | T1 | FAB_DCT_W_MM |  | × | 0 |  | --- | --- | --- | Add directly
3 | T1 | FAB_DCT_H_MM |  | mm | 0 | ✓ | --- | --- | --- | Add directly
4 | T2 | ASS_TAG_2_TXT |  |  | 0 | ✓ | Common | Text | Show Tier 2 - 4 | if(TAG_PARA_STATE_2_BOOL, ASS_TAG_2_TXT, "")
Tag Family #39: STING - MEP Fabrication Ductwork Stiffeners Tag
TAG7: HVC_TAG_7_PARA_FAB_DCT_STIFFENERS_TXT • Category: MEP Fabrication Ductwork Stiffeners
# | Tier | Parameter | Prefix | Suffix | Spc | Brk | Discipline | Type | Name | Formula
1 | T1 | ASS_TAG_1_TXT |  |  | 0 | ✓ | --- | --- | --- | Add directly
2 | T1 | FAB_STIFF_TYPE_TXT |  |  | 0 | ✓ | --- | --- | --- | Add directly
3 | T2 | ASS_TAG_2_TXT |  |  | 0 | ✓ | Common | Text | Show Tier 2 - 3 | if(TAG_PARA_STATE_2_BOOL, ASS_TAG_2_TXT, "")
Tag Family #40: STING - MEP Fabrication Hangers Tag
TAG7: MEP_TAG_7_PARA_FAB_HANGERS_TXT • Category: MEP Fabrication Hangers
# | Tier | Parameter | Prefix | Suffix | Spc | Brk | Discipline | Type | Name | Formula
1 | T1 | ASS_TAG_1_TXT |  |  | 0 | ✓ | --- | --- | --- | Add directly
2 | T1 | FAB_HANGER_TYPE_TXT |  |  | 0 | ✓ | --- | --- | --- | Add directly
3 | T2 | ASS_TAG_2_TXT |  |  | 0 | ✓ | Common | Text | Show Tier 2 - 3 | if(TAG_PARA_STATE_2_BOOL, ASS_TAG_2_TXT, "")
4 | T2 | FAB_HANGER_LOAD_KN | Load: | kN | 0 | ✓ | Common | Text | Show Tier 2 - 4 | if(TAG_PARA_STATE_2_BOOL, FAB_HANGER_LOAD_KN, "")
⚠ WARNING PARAMETERS — add after all Tier rows (Break = ✓, Calculated Value gates visibility)
# | Sev | Warning Parameter Name | Threshold Condition | Standard | Dis. | Type | Name | Calculated Value Formula
1 | MEDIUM | WARN_FAB_HANGER_LOAD_KN | Check parameter value | Applicable codes | Common | Text | ⚠ Warning: Hanger Overloaded | if(TAG_WARN_VISIBLE_BOOL, WARN_FAB_HANGER_LOAD_KN, "")
Tag Family #41: STING - MEP Fabrication Pipework Tag
TAG7: PLM_TAG_7_PARA_FAB_PIPEWORK_TXT • Category: MEP Fabrication Pipework
# | Tier | Parameter | Prefix | Suffix | Spc | Brk | Discipline | Type | Name | Formula
1 | T1 | ASS_TAG_1_TXT |  |  | 0 | ✓ | --- | --- | --- | Add directly
2 | T1 | FAB_PIPE_DN_MM | DN |  | 0 | ✓ | --- | --- | --- | Add directly
3 | T2 | ASS_TAG_2_TXT |  |  | 0 | ✓ | Common | Text | Show Tier 2 - 3 | if(TAG_PARA_STATE_2_BOOL, ASS_TAG_2_TXT, "")
Tag Family #42: STING - Materials Tag
TAG7: PROP_TAG_7_PARA_MATERIALS_TXT • Category: Materials
# | Tier | Parameter | Prefix | Suffix | Spc | Brk | Discipline | Type | Name | Formula
1 | T1 | ASS_TAG_1_TXT |  |  | 0 | ✓ | --- | --- | --- | Add directly
2 | T1 | MAT_CLASS_TXT |  |  | 0 | ✓ | --- | --- | --- | Add directly
3 | T2 | ASS_TAG_2_TXT |  |  | 0 | ✓ | Common | Text | Show Tier 2 - 3 | if(TAG_PARA_STATE_2_BOOL, ASS_TAG_2_TXT, "")
4 | T3 | MAT_LAYER_3_MATERIAL |  | m | 1 | ✓ | Common | Text | Show Tier 3 - 4 | if(TAG_PARA_STATE_3_BOOL, MAT_LAYER_3_MATERIAL, "")
5 | T3 | MAT_LAYER_4_MATERIAL |  | m | 1 | ✓ | Common | Text | Show Tier 3 - 5 | if(TAG_PARA_STATE_3_BOOL, MAT_LAYER_4_MATERIAL, "")
6 | T3 | MAT_LAYER_5_THICKNESS_MM |  | mm | 1 | ✓ | Common | Text | Show Tier 3 - 6 | if(TAG_PARA_STATE_3_BOOL, MAT_LAYER_5_THICKNESS_MM, "")
7 | T3 | MAT_LAYER_3_THICKNESS_MM |  | mm | 1 | ✓ | Common | Text | Show Tier 3 - 7 | if(TAG_PARA_STATE_3_BOOL, MAT_LAYER_3_THICKNESS_MM, "")
8 | T3 | MAT_LAYER_4_THICKNESS_MM |  | mm | 1 | ✓ | Common | Text | Show Tier 3 - 8 | if(TAG_PARA_STATE_3_BOOL, MAT_LAYER_4_THICKNESS_MM, "")
9 | T3 | PROP_THERMAL_COND_W_MK |  | m | 1 | ✓ | Common | Text | Show Tier 3 - 9 | if(TAG_PARA_STATE_3_BOOL, PROP_THERMAL_COND_W_MK, "")
10 | T3 | PROP_DENSITY_KG_M3 |  | m³ | 1 | ✓ | Common | Text | Show Tier 3 - 10 | if(TAG_PARA_STATE_3_BOOL, PROP_DENSITY_KG_M3, "")
11 | T3 | PROP_ACOUSTIC_ABS |  | A | 1 | ✓ | Common | Text | Show Tier 3 - 11 | if(TAG_PARA_STATE_3_BOOL, PROP_ACOUSTIC_ABS, "")
12 | T3 | PROP_FIRE_RATING |  |  | 0 | ✓ | Common | Text | Show Tier 3 - 12 | if(TAG_PARA_STATE_3_BOOL, PROP_FIRE_RATING, "")
13 | T3 | PER_SUST_RECYCLABLE_BOOL |  |  | 0 | ✓ | Common | Text | Show Tier 3 - 13 | if(TAG_PARA_STATE_3_BOOL, PER_SUST_RECYCLABLE_BOOL, "")
14 | T3 | MAT_EPD_REF_TXT |  |  | 0 | ✓ | Common | Text | Show Tier 3 - 14 | if(TAG_PARA_STATE_3_BOOL, MAT_EPD_REF_TXT, "")
15 | T3 | CST_LOCAL_MAT_BOOL | Local: |  | 0 | ✓ | Common | Text | Show Tier 3 - 15 | if(TAG_PARA_STATE_3_BOOL, CST_LOCAL_MAT_BOOL, "")
16 | T3 | PER_SUST_RECYCLABILITY_PCT | Recyclable: | % | 0 |  | Common | Text | Show Tier 3 - 16 | if(TAG_PARA_STATE_3_BOOL, PER_SUST_RECYCLABILITY_PCT, "")
17 | T3 | PER_SUST_EPD_REF_TXT | ¦ EPD: |  | 0 | ✓ | Common | Text | Show Tier 3 - 17 | if(TAG_PARA_STATE_3_BOOL, PER_SUST_EPD_REF_TXT, "")
18 | T3 | RGL_QA_CERTIFICATION_TXT | Cert: |  | 0 |  | Common | Text | Show Tier 3 - 18 | if(TAG_PARA_STATE_3_BOOL, RGL_QA_CERTIFICATION_TXT, "")